## (SW) Brays Oaks-Network
SW-Brays Oaks Campus | [7 empty] | Hardware Discount %
Smartnet Discount %
Variphy Lic Discount %
[8 empty] | SUA5000RMT5U Disc % | APC Smart-UPS 5000VA 208V Rackmount/Tower
[8 empty] | AP9626 Discount % | APC Step-Down Transformer RM 2U 208V IN 120V OUT
[8 empty] | AP9570 Discount % | Rack PDU Basic 1U 30A 208V Four C19s APC Basic Rack PDU input: 208V
[8 empty] | AP9877 Discount % | APC Power Cord C19 to C20
Part Number |  | Description |  | Service Duration | Lead Time | Unit List Price | Qty | Unit Net Price | Disc(%) | Extended Net Price |  |  | IDF 112.1 - 1st Floor | MDF 208.1 - 2nd Floor
Cisco Network Equipment
ONENTWK-ENT-10-10 w/ 6 UPOE/mGig Blades | [10 empty] | TOTALS: | #REF! | #REF! | 177461.75
| 208.1 MDF 4510 WAN/CORE/DISTRIBUTION/ACCESS SWITCH | [12 empty] | 166110.4
ONENTWK-ENT-10-10 |  | 4510,2xSUP8e, 4x4748-UPoE,10AP Bundle |  | --- | 0 | 0 | 1 | 0 | 0 | 0
WS-C4510R+E |  | Catalyst 4500E 10 slot chassis for 48Gbps/slot, fan, no ps |  | --- | 0 | 7596.2 | 1 | 7596.2 | 0 | 7596.2
CON-SNT-C4510R+E |  | SMARTNET 8X5XNBD Catalyst 4500E 10 slot chassis for 48Gbp |  | 36 | N/A | 5250 | 1 | 5250 | 0 | 5250
CAB-CON-C4K-RJ45 |  | Console Cable 6ft with RJ-45-to-RJ-45 |  | --- | 0 | 0 | 1 | 0 | 0 | 0
S45EUK9-S8-37E |  | CAT4500e SUP8e Universal Crypto Image |  | --- | 0 | 0 | 1 | 0 | 0 | 0
C4K-SLOT-CVR-E |  | Catalyst 4500 E-Series Family Slot Cover |  | --- | 0 | 0 | 1 | 0 | 0 | 0
C4500E-IP-ES |  | Paper IP to Ent Services License |  | --- | 0 | 7596.2 | 1 | 7596.2 | 0 | 7596.2
FNF-AP |  | 90 Day Full Functionality Trial of LiveAction software |  | --- | 0 | 0 | 1 | 0 | 0 | 0
EW-JX-50SW |  | Key for Cisco EnergyWise Mgmt (JouleX) 45-day trial License |  | --- | 0 | 0 | 1 | 0 | 0 | 0
WS-X45-SUP8-E |  | Catalyst 4500 E-Series Supervisor 8-E |  | --- | 0 | 15196.2 | 1 | 15196.2 | 0 | 15196.2
SFP-10G-SR-S |  | 10GBASE-SR SFP Module |  | --- | 0 | 650 | 2 | 650 | 0 | 1300 | Was SFP-10G-SR
WS-X45-SUP8-E/2 |  | Catalyst 4500 E-Series Redundant Supervisor 8-E |  | --- | 0 | 15196.2 | 1 | 15196.2 | 0 | 15196.2
WS-X4748-12X48U+E |  | Catalyst 4500E 48-Port UPOE w/ 12p mGig and 36p 10/100/1000 |  | --- | 0 | 7596.2 | 1 | 7596.2 | 0 | 7596.2
WS-X4748-12X48U+E |  | Catalyst 4500E 48-Port UPOE w/ 12p mGig and 36p 10/100/1000 |  | --- | 0 | 7596.2 | 1 | 7596.2 | 0 | 7596.2
WS-X4748-12X48U+E |  | Catalyst 4500E 48-Port UPOE w/ 12p mGig and 36p 10/100/1000 |  | --- | 0 | 7596.2 | 1 | 7596.2 | 0 | 7596.2
WS-X4748-12X48U+E |  | Catalyst 4500E 48-Port UPOE w/ 12p mGig and 36p 10/100/1000 |  | --- | 0 | 7596.2 | 1 | 7596.2 | 0 | 7596.2
WS-X4748-12X48U+E |  | Catalyst 4500E 48-Port UPOE w/ 12p mGig and 36p 10/100/1000 |  | --- | 0 | 7596.2 | 1 | 7596.2 | 0 | 7596.2 | Added
WS-X4748-12X48U+E |  | Catalyst 4500E 48-Port UPOE w/ 12p mGig and 36p 10/100/1000 |  | --- | 0 | 7596.2 | 1 | 7596.2 | 0 | 7596.2 | Added
PWR-C45-9000ACV |  | Catalyst 4500E 9000W AC triple input Power Supply (Data + Po |  | --- | 0 | 4556.2 | 1 | 4556.2 | 0 | 4556.2
CAB-AC-2800W-TWLK |  | U.S. Power Cord, Twist Lock, NEMA 6-20 Plug |  | --- | 0 | 0 | 6 | 0 | 0 | 0
PWR-C45-9000ACV/2 |  | Catalyst 4500E 9000W AC triple input Power Supply (Data + Po |  | --- | 0 | 4556.2 | 1 | 4556.2 | 0 | 4556.2
AIR-CAP3702I-AK910 |  | 802.11ac Ctrlr 10APs 4x4:3SS w/CleanAir; Int; A Reg Domain |  | --- | 0 | 11362 | 1 | 11362 | 0 | 11362
SWAP3700-RCOVRY-K9 |  | Cisco 3700 Series IOS WIRELESS LAN RECOVERY |  | --- | 0 | 0 | 10 | 0 | 0 | 0
AIR-AP-BRACKET-2 |  | 802.11n AP Universal Mounting Bracket |  | --- | 0 | 0 | 10 | 0 | 0 | 0
AIR-AP-T-RAIL-R |  | Ceiling Grid Clip for Aironet APs - Recessed Mount (Default) |  | --- | 0 | 0 | 10 | 0 | 0 | 0
AIR-CAP3702I-ABULK |  | BOM Level AP3700i Bulk PID for A reg domain |  | --- | 0 | 0 | 10 | 0 | 0 | 0
C1FBUCAT4500S= |  | Cisco ONE Upg-to Foundation Perpetual Cat4500 Bundles Std |  | --- | 0 | 100 | 1 | 100 | 0 | 100
CON-ECMU-C1FBC45S |  | SWSS UPGRADES C1 FND Perpetual Cat4500 Bndl Std |  | 36 | N/A | 1631 | 1 | 1631 | 0 | 1631
C1-ISE-BASE-CAT4K |  | Cisco ONE Identity Services Engine 150 EndPoint Base Lic |  | --- | 0 | 0 | 1 | 0 | 0 | 0
C1-R-C4500E-IPBLIC |  | Cisco ONE IP Base (reference, no lic) |  | --- | 0 | 0 | 1 | 0 | 0 | 0
C1-EGW-150-K9 |  | Cisco ONE Energy Mgmt Perpetual Lic - 150 DO End Points |  | --- | 0 | 0 | 1 | 0 | 0 | 0
C1-PI-LFAS-4K6K-K9 |  | Cisco ONE PI Device License for LF & AS for Cat 4k, 6k |  | --- | 0 | 0 | 1 | 0 | 0 | 0
C1F1UAIRK9= |  | Cisco ONE Mid-cycle Refresh-Disc Fndn Per-Wireless AP |  | --- | 0 | 100 | 10 | 100 | 0 | 1000
CON-ECMU-C1FPAIR |  | SWSS UPGRADES C1 Foundation Perpetual - Wireless |  | 36 | N/A | 53 | 10 | 53 | 0 | 530
C1-MSE-LS-1 |  | Cisco ONE Mobility Services Engine Base Location 1AP license |  | --- | 0 | 0 | 10 | 0 | 0 | 0
C1-ISE-BASE-AP |  | Cisco ONE Identity Services Engine 25 EndPoint Base Lic |  | --- | 0 | 0 | 10 | 0 | 0 | 0
C1-PI-LFAS-AP-K9 |  | Cisco ONE PI Device License for LF & AS for WLAN |  | --- | 0 | 0 | 10 | 0 | 0 | 0
C1-R-WLC-1 |  | Cisco ONE Wireless LAN Controller (Reference, No License) |  | --- | 0 | 0 | 10 | 0 | 0 | 0
C1-MSE-PAK |  | Cisco ONE MSE License PAK |  | --- | 0 | 0 | 10 | 0 | 0 | 0
AIR-CAP3702I-AK910 |  | 802.11ac Ctrlr 10APs 4x4:3SS w/CleanAir; Int; A Reg Domain |  | --- | 0 | 14950 | 1 | 14950 | 0 | 14950
SWAP3700-RCOVRY-K9 |  | Cisco 3700 Series IOS WIRELESS LAN RECOVERY |  | --- | 0 | 0 | 10 | 0 | 0 | 0
AIR-AP-T-RAIL-R |  | Ceiling Grid Clip for Aironet APs - Recessed Mount (Default) |  | --- | 0 | 0 | 10 | 0 | 0 | 0
AIR-CAP3702I-ABULK |  | BOM Level AP3700i Bulk PID for A reg domain |  | --- | 0 | 0 | 10 | 0 | 0 | 0
AIR-AP-BRACKET-2 |  | 802.11n AP Universal Mounting Bracket |  | --- | 0 | 0 | 10 | 0 | 0 | 0
CP-7821-K9= |  | Cisco UC Phone 7821 - Wall |  | --- | 0 | 255 | 10 | 255 | 0 | 2550
CP-7800-WMK= |  | Spare Wallmount Kit for Cisco UC Phone 7800 Series |  | --- | 0 | 75 | 10 | 75 | 0 | 750 | Changed to 8845
CP-8845-K9= |  | Cisco IP Phone 8845 - Desk |  | --- | 21 | 575 | 12 | 575 | 0 | 6900
CP-8865-K9= |  | Cisco IP Phone 8865 - Video |  | --- | 21 | 795 | 1 | 795 | 0 | 795
CP-BEKEM= |  | Cisco IP Phone 8800 Key Expansion Module |  | --- | 0 | 490 | 1 | 490 | 0 | 490
CP-8831-K9= |  | Cisco 8831 Base/Control Panel - Conference |  | --- | 0 | 1395 | 1 | 1395 | 0 | 1395
CP-MIC-WIRED-S= |  | Cisco 8831 Wired Microphone Kit |  | --- | 0 | 350 | 1 | 350 | 0 | 350
CP-DX70-W-K9= |  | Cisco DX70 (White) |  | --- | 21 | 2750 | 0 | 2750 | 0 | 0
CON-SNT-CPDX70WK |  | SNTC-8X5XNBD Cisco Desktop Collaboration Experience D |  | 12 | N/A | 220 | 0 | 220 | 0 | 0
CP-PWR-CORD-NA |  | Power Cord, North America |  | --- | 21 | 0 | 0 | 0 | 0 | 0
VG204XM |  | Cisco VG204XM Analog Voice Gateway |  | --- | 0 | 1295 | 0 | 1295 | 0 | 0
CON-SNT-VG204XM |  | SNTC-8X5XNBD Cisco VG204 Analog V |  | 12 | 0 | 104 | 0 | 104 | 0 | 0
SVG2XIPV-15403M |  | Cisco VG20X Series IOS IP VOICE |  | --- | 0 | 0 | 0 | 0 | 0 | 0
CAB-AC |  | AC Power Cord (North America), C13, NEMA 5-15P, 2.1m |  | --- | 0 | 0 | 0 | 0 | 0 | 0
CAB-ETH-S-RJ45 |  | Yellow Cable for Ethernet, Straight-through, RJ-45, 6 feet |  | --- | 0 | 0 | 0 | 0 | 0 | 0
PWR-30W-AC |  | Power Supply 30 Watt AC |  | --- | 0 | 0 | 0 | 0 | 0 | 0
VG310 |  | Modular 24 FXS Port VoIP Gateway with PVDM3-64 |  | --- | 0 | 5400 | 0 | 5400 | 0 | 0
CON-SNT-VG310ICV |  | SMARTNET 8X5XNBD Cisco VG310 - Modular 24 FXS Port Voice |  | 12 | N/A | 449 | 0 | 449 | 0 | 0
SVG3XUK9-15403M |  | Cisco VG3X0 UNIVERSAL |  | --- | 0 | 0 | 0 | 0 | 0 | 0
MEM-CF-256MB |  | 256MB Compact Flash for Cisco 1900, 2900, 3900 ISR |  | --- | 0 | 0 | 0 | 0 | 0 | 0
CAB-AC |  | AC Power Cord (North America), C13, NEMA 5-15P, 2.1m |  | --- | 0 | 0 | 0 | 0 | 0 | 0
CAB-CONSOLE-USB |  | Console Cable 6 ft with USB Type A and mini-B |  | --- | 0 | 30 | 0 | 30 | 0 | 0
HWIC-BLANK |  | Blank faceplate for HWIC slot on Cisco ISR |  | --- | 0 | 0 | 0 | 0 | 0 | 0
SL-VG3X0-UC-K9 |  | Cisco VG3X0 Unified Communications License |  | --- | 0 | 0 | 0 | 0 | 0 | 0
SL-VG3X0-IPB-K9 |  | Cisco VG3X0 IP Base License |  | --- | 0 | 0 | 0 | 0 | 0 | 0
CTS-SX10N-K9 |  | SX10 HD w/ wall mount, int 5x cam and mic |  | --- | N/A | 3990 | 0 | 3990 | 0 | 0
CON-ECDN-CTSSX1NK |  | ESS WITH 8X5XNBD SX10 HD w/ wall mount, int 5x cam and mi |  | 12 | N/A | 320 | 0 | 320 | 0 | 0
PWR-CORD-US-A |  | Pwr Cord US 1.8m Black YP-12 To YC-12 |  | --- | 14 | 0 | 0 | 0 | 0 | 0
LIC-TC-CRYPTO-K9 |  | License key to activate sw encryption module |  | --- | 14 | 0 | 0 | 0 | 0 | 0
CTS-CTRL-DVX-10 |  | Touch 10 Control Device - selectable option |  | --- | 14 | 1500 | 0 | 1500 | 0 | 0
CON-ECDN-CTLDV10 |  | ESS WITH 8X5XNBD Cisco Touch 10 inch |  | 12 | N/A | 259 | 0 | 259 | 0 | 0
CTS-POE-INJ |  | Touch10 PoE power injector |  | --- | 14 | 99 | 0 | 99 | 0 | 0
CAB-ETH-5M |  | Ethernet cable (5m) for auto expand |  | --- | 14 | 0 | 0 | 0 | 0 | 0
PWR-CORD-US-A |  | Pwr Cord US 1.8m Black YP-12 To YC-12 |  | --- | 14 | 0 | 0 | 0 | 0 | 0
CAB-DV10-4M |  | 4 meter flat grey Ethernet cable for Touch 10 |  | --- | 21 | 0 | 0 | 0 | 0 | 0
PWR-SX10-AC+ |  | Power supply for SX10 |  | --- | N/A | 0 | 0 | 0 | 0 | 0
CTS-SX10NCODEC |  | SX10 Codec |  | --- | N/A | 0 | 0 | 0 | 0 | 0
BRKT-SX10-WMK |  | SX10 Wall Mount |  | --- | 14 | 0 | 0 | 0 | 0 | 0
CTS-RMT-TRC6 |  | Remote Control TRC 6 |  | --- | 14 | 0 | 0 | 0 | 0 | 0
SW-S52030-TC7-K9 |  | SW Image for SX10 |  | --- | 14 | 0 | 0 | 0 | 0 | 0
CAB-2HDMI-2M |  | HDMI-HDMI cab, 2m auto expand |  | --- | 14 | 0 | 0 | 0 | 0 | 0
CAB-DV10-8M- |  | 8 meter flat grey Ethernet cable for Touch 10 |  | --- | 21 | 0 | 0 | 0 | 0 | 0
CAB-PRESO-2HDMI |  | Presentation cable, HDMI to HDMI, 8 meter, gray |  | --- | N/A | 60 | 0 | 60 | 0 | 0
CTS-MIC-TABL20 |  | Cisco TelePresence Table Microphone 20 |  | --- | N/A | 468 | 0 | 468 | 0 | 0
CTS-SX20-PHD12X-K9 |  | SX20 Quick Set HD, NPP, 12xPHDCam, 1 mic, remote cntrl |  | --- | 14 | 11900 | 1 | 11900 | 0 | 11900
CON-ECDN-SX2PHD12 |  | ESS WITH 8X5XNBD SX20 Qk Set HD, NPP, 12xPHDCam,1 mic,RC |  | 36 | N/A | 1071 | 1 | 1071 | 0 | 1071
CAB-MIC20-EXT |  | Extension cable for the Performance microphone |  | --- | 14 | 30 | 1 | 30 | 0 | 30
PWR-CORD-US-A |  | Pwr Cord US 1.8m Black YP-12 To YC-12 |  | --- | 14 | 0 | 1 | 0 | 0 | 0
CTS-QSC20-MIC |  | Performance Microphone 20 |  | --- | 14 | 468 | 1 | 468 | 0 | 468
CON-ECDN-QSC20MIC |  | ESS WITH 8X5XNBD Precision Microphone 20 |  | 36 | N/A | 42 | 1 | 42 | 0 | 42
CTS-CTRL-DVX-10 |  | Touch 10 Control Device - selectable option |  | --- | 14 | 1500 | 1 | 1500 | 0 | 1500
CON-ECDN-CTLDV10 |  | ESS WITH 8X5XNBD Cisco Touch 10 inch |  | 36 | N/A | 259 | 1 | 259 | 0 | 259
CTS-POE-INJ |  | Touch10 PoE power injector |  | --- | 14 | 99 | 1 | 99 | 0 | 99
CTS-SX20-QS-WMK |  | Wall Mount Kit for SX20 |  | --- | 14 | 499 | 1 | 499 | 0 | 499
LIC-SX20-DD |  | Dual Display Option for SX20 |  | --- | 14 | 0 | 1 | 0 | 0 | 0
LIC-SX20-PR |  | Premium Resolution Option for SX20 |  | --- | 14 | 0 | 1 | 0 | 0 | 0
CTS-RMT-TRC5 |  | Remote Control TRC 5 |  | --- | 14 | 0 | 1 | 0 | 0 | 0
CTS-PHD1080P12XS2+ |  | PrecisionHD Camera 1080p 12x Gen 2 for use in auto expand |  | --- | 14 | 0 | 1 | 0 | 0 | 0
CTS-QSC20-MIC+ |  | Performance Mic - for auto expand only |  | --- | 14 | 0 | 1 | 0 | 0 | 0
PWR-CORD-US-A |  | Pwr Cord US 1.8m Black YP-12 To YC-12 |  | --- | 14 | 0 | 1 | 0 | 0 | 0
BRKT-PHD-MONITOR |  | Bracket mounting for 12x PHDCAM to monitor |  | --- | 14 | 0 | 1 | 0 | 0 | 0
CAB-HDMI-PHD12XS |  | Custom 12xcamera cable; HDMI, Cont. and Power (3m) |  | --- | 14 | 0 | 1 | 0 | 0 | 0
LIC-SX20 |  | SX20 License Key |  | --- | 14 | 0 | 1 | 0 | 0 | 0
LIC-SX20-HD |  | High Definition Feature for SX20 |  | --- | 14 | 0 | 1 | 0 | 0 | 0
LIC-SX20-NPP |  | SX20 Natural Presenter Package (NPP) Option |  | --- | 14 | 0 | 1 | 0 | 0 | 0
CAB-DV10-4M |  | 4 meter flat grey Ethernet cable for Touch 10 |  | --- | 21 | 0 | 1 | 0 | 0 | 0
CAB-DV10-8M- |  | 8 meter flat grey Ethernet cable for Touch 10 |  | --- | 21 | 0 | 1 | 0 | 0 | 0
CAB-2HDMI-3M |  | HDMI to HDMI cable |  | --- | 14 | 0 | 2 | 0 | 0 | 0
CTS-SX20CODEC-K9 |  | SX20 Codec - encrypted |  | --- | 14 | 0 | 1 | 0 | 0 | 0
LIC-S52010-TC-K9 |  | License Key Software Encrypted |  | --- | 14 | 0 | 1 | 0 | 0 | 0
SW-S52010-TC7-K9 |  | SW Image for SX20 and MX200/300 (2nd gen) series endpoints |  | --- | 14 | 0 | 1 | 0 | 0 | 0
VIDEO CONFERENCE ACCESSORIES
CTS-QSC20-MIC= |  | Performance Microphone 20 |  | --- | 14 | 468 | 1 | 468 | 0 | 468
CON-ECDN-QSC20MIC |  | ESS WITH 8X5XNBD Precision Microphone 20 |  | 36 | N/A | 42 | 1 | 42 | 0 | 42
CAB-MIC20-EXT= |  | Extension cable for Performance microphone |  | --- | 14 | 30 | 1 | 30 | 0 | 30
CP-8831-MIC-WRLS= |  | Wireless Microphone Kit for Cisco IP Conference Phone 8831 |  | --- | 14 | 676 | 0 | 676 | 0 | 0 | Added
CP-PWR-CUBE-4= |  | IP Phone power transformer for the 89/9900 phone series |  | --- | 14 | 65 | 1 | 65 | 0 | 65 | Added
CP-PWR-CORD-NA= |  | Power Cord, North America |  | --- | 14 | 10 | 1 | 10 | 0 | 10
[6 empty] | 0 | 0 | 0 | 0 | 0
ONENTWK-EN-10-10 w/ 7 UPOE/mGig Blades
141327.6
208.1 MDF #2
ONENTWK-ENT-10-10 |  | 4510,2xSUP8e, 4x4748-UPoE,10AP Bundle |  | --- | 0 | 0 | 1 | 0 | 0 | 0
WS-C4510R+E |  | Catalyst 4500E 10 slot chassis for 48Gbps/slot, fan, no ps |  | --- | 0 | 7596.2 | 1 | 7596.2 | 0 | 7596.2
CON-SNT-C4510R+E |  | SMARTNET 8X5XNBD Catalyst 4500E 10 slot chassis for 48Gbp |  | 36 | N/A | 5250 | 1 | 5250 | 0 | 5250
CAB-CON-C4K-RJ45 |  | Console Cable 6ft with RJ-45-to-RJ-45 |  | --- | 0 | 0 | 1 | 0 | 0 | 0
S45EUK9-S8-37E |  | CAT4500e SUP8e Universal Crypto Image |  | --- | 0 | 0 | 1 | 0 | 0 | 0
C4K-SLOT-CVR-E |  | Catalyst 4500 E-Series Family Slot Cover |  | --- | 0 | 0 | 1 | 0 | 0 | 0
C4500E-IP-ES |  | Paper IP to Ent Services License |  | --- | 0 | 7596.2 | 1 | 7596.2 | 0 | 7596.2
FNF-AP |  | 90 Day Full Functionality Trial of LiveAction software |  | --- | 0 | 0 | 1 | 0 | 0 | 0
EW-JX-50SW |  | Key for Cisco EnergyWise Mgmt (JouleX) 45-day trial License |  | --- | 0 | 0 | 1 | 0 | 0 | 0
WS-X45-SUP8-E |  | Catalyst 4500 E-Series Supervisor 8-E |  | --- | 0 | 15196.2 | 1 | 15196.2 | 0 | 15196.2 | Was SFP-10G-SR
WS-X45-SUP8-E/2 |  | Catalyst 4500 E-Series Redundant Supervisor 8-E |  | --- | 0 | 15196.2 | 1 | 15196.2 | 0 | 15196.2
WS-X4748-12X48U+E |  | Catalyst 4500E 48-Port UPOE w/ 12p mGig and 36p 10/100/1000 |  | --- | 0 | 7596.2 | 1 | 7596.2 | 0 | 7596.2
WS-X4748-12X48U+E |  | Catalyst 4500E 48-Port UPOE w/ 12p mGig and 36p 10/100/1000 |  | --- | 0 | 7596.2 | 1 | 7596.2 | 0 | 7596.2
WS-X4748-12X48U+E |  | Catalyst 4500E 48-Port UPOE w/ 12p mGig and 36p 10/100/1000 |  | --- | 0 | 7596.2 | 1 | 7596.2 | 0 | 7596.2
WS-X4748-12X48U+E |  | Catalyst 4500E 48-Port UPOE w/ 12p mGig and 36p 10/100/1000 |  | --- | 0 | 7596.2 | 1 | 7596.2 | 0 | 7596.2 | Added
WS-X4748-12X48U+E |  | Catalyst 4500E 48-Port UPOE w/ 12p mGig and 36p 10/100/1000 |  | --- | 0 | 7596.2 | 1 | 7596.2 | 0 | 7596.2 | Added
WS-X4748-12X48U+E |  | Catalyst 4500E 48-Port UPOE w/ 12p mGig and 36p 10/100/1000 |  | --- | 0 | 7596.2 | 1 | 7596.2 | 0 | 7596.2 | Added
WS-X4748-12X48U+E |  | Catalyst 4500E 48-Port UPOE w/ 12p mGig and 36p 10/100/1000 |  | --- | 0 | 7596.2 | 1 | 7596.2 | 0 | 7596.2
SFP-H10GB-CU5M= |  | 10GBASE-CU SFP+ Cable 5 Meter |  | --- | 14 | 150 | 6 | 150 | 0 | 600
PWR-C45-9000ACV |  | Catalyst 4500E 9000W AC triple input Power Supply (Data + Po |  | --- | 0 | 4556.2 | 1 | 4556.2 | 0 | 4556.2
CAB-AC-2800W-TWLK |  | U.S. Power Cord, Twist Lock, NEMA 6-20 Plug |  | --- | 0 | 0 | 6 | 0 | 0 | 0
PWR-C45-9000ACV/2 |  | Catalyst 4500E 9000W AC triple input Power Supply (Data + Po |  | --- | 0 | 4556.2 | 1 | 4556.2 | 0 | 4556.2
AIR-CAP3702I-AK910 |  | 802.11ac Ctrlr 10APs 4x4:3SS w/CleanAir; Int; A Reg Domain |  | --- | 0 | 11362 | 1 | 11362 | 0 | 11362
SWAP3700-RCOVRY-K9 |  | Cisco 3700 Series IOS WIRELESS LAN RECOVERY |  | --- | 0 | 0 | 10 | 0 | 0 | 0
AIR-AP-BRACKET-2 |  | 802.11n AP Universal Mounting Bracket |  | --- | 0 | 0 | 10 | 0 | 0 | 0
AIR-AP-T-RAIL-R |  | Ceiling Grid Clip for Aironet APs - Recessed Mount (Default) |  | --- | 0 | 0 | 10 | 0 | 0 | 0
AIR-CAP3702I-ABULK |  | BOM Level AP3700i Bulk PID for A reg domain |  | --- | 0 | 0 | 10 | 0 | 0 | 0
C1FBUCAT4500S= |  | Cisco ONE Upg-to Foundation Perpetual Cat4500 Bundles Std |  | --- | 0 | 100 | 1 | 100 | 0 | 100
CON-ECMU-C1FBC45S |  | SWSS UPGRADES C1 FND Perpetual Cat4500 Bndl Std |  | 36 | N/A | 1631 | 1 | 1631 | 0 | 1631
C1-ISE-BASE-CAT4K |  | Cisco ONE Identity Services Engine 150 EndPoint Base Lic |  | --- | 0 | 0 | 1 | 0 | 0 | 0
C1-R-C4500E-IPBLIC |  | Cisco ONE IP Base (reference, no lic) |  | --- | 0 | 0 | 1 | 0 | 0 | 0
C1-EGW-150-K9 |  | Cisco ONE Energy Mgmt Perpetual Lic - 150 DO End Points |  | --- | 0 | 0 | 1 | 0 | 0 | 0
C1-PI-LFAS-4K6K-K9 |  | Cisco ONE PI Device License for LF & AS for Cat 4k, 6k |  | --- | 0 | 0 | 1 | 0 | 0 | 0
C1F1UAIRK9= |  | Cisco ONE Mid-cycle Refresh-Disc Fndn Per-Wireless AP |  | --- | 0 | 100 | 10 | 100 | 0 | 1000
CON-ECMU-C1FPAIR |  | SWSS UPGRADES C1 Foundation Perpetual - Wireless |  | 36 | N/A | 53 | 10 | 53 | 0 | 530
C1-MSE-LS-1 |  | Cisco ONE Mobility Services Engine Base Location 1AP license |  | --- | 0 | 0 | 10 | 0 | 0 | 0
C1-ISE-BASE-AP |  | Cisco ONE Identity Services Engine 25 EndPoint Base Lic |  | --- | 0 | 0 | 10 | 0 | 0 | 0
C1-PI-LFAS-AP-K9 |  | Cisco ONE PI Device License for LF & AS for WLAN |  | --- | 0 | 0 | 10 | 0 | 0 | 0
C1-R-WLC-1 |  | Cisco ONE Wireless LAN Controller (Reference, No License) |  | --- | 0 | 0 | 10 | 0 | 0 | 0
C1-MSE-PAK |  | Cisco ONE MSE License PAK |  | --- | 0 | 0 | 10 | 0 | 0 | 0
C4K-SLOT-CVR-E= |  | Catalyst 4500 E-Series Family Slot Cover (Spare) |  |  | 0 | 50 | 2 | 50 | 0 | 100
CP-7821-K9= |  | Cisco UC Phone 7821 - Wall |  | --- | 0 | 255 | 10 | 255 | 0 | 2550
CP-7800-WMK= |  | Spare Wallmount Kit for Cisco UC Phone 7800 Series |  | --- | 0 | 75 | 10 | 75 | 0 | 750 | Changed to 8845
CP-8845-K9= |  | Cisco IP Phone 8845 - Desk |  | --- | 21 | 575 | 12 | 575 | 0 | 6900 | Was 4, now 3
CP-8865-K9= |  | Cisco IP Phone 8865 - Video |  | --- | 21 | 795 | 1 | 795 | 0 | 795
CP-BEKEM= |  | Cisco IP Phone 8800 Key Expansion Module |  | --- | 0 | 490 | 1 | 490 | 0 | 490
CP-8831-K9= |  | Cisco 8831 Base/Control Panel - Conference |  | --- | 0 | 1395 | 0 | 1395 | 0 | 0
CP-MIC-WIRED-S= |  | Cisco 8831 Wired Microphone Kit |  | --- | 0 | 350 | 0 | 350 | 0 | 0
CP-DX70-W-K9= |  | Cisco DX70 (White) |  | --- | 21 | 2750 | 0 | 2750 | 0 | 0
CON-SNT-CPDX70WK |  | SNTC-8X5XNBD Cisco Desktop Collaboration Experience D |  | 12 | N/A | 220 | 0 | 220 | 0 | 0
CP-PWR-CORD-NA |  | Power Cord, North America |  | --- | 21 | 0 | 0 | 0 | 0 | 0
VG204XM |  | Cisco VG204XM Analog Voice Gateway |  | --- | 0 | 1295 | 1 | 1295 | 0 | 1295
CON-SNT-VG204XM |  | SNTC-8X5XNBD Cisco VG204 Analog V |  | 36 | 0 | 104 | 1 | 104 | 0 | 104
SVG2XIPV-15403M |  | Cisco VG20X Series IOS IP VOICE |  | --- | 0 | 0 | 1 | 0 | 0 | 0
CAB-AC |  | AC Power Cord (North America), C13, NEMA 5-15P, 2.1m |  | --- | 0 | 0 | 1 | 0 | 0 | 0
CAB-ETH-S-RJ45 |  | Yellow Cable for Ethernet, Straight-through, RJ-45, 6 feet |  | --- | 0 | 0 | 1 | 0 | 0 | 0
PWR-30W-AC |  | Power Supply 30 Watt AC |  | --- | 0 | 0 | 1 | 0 | 0 | 0
VG310 |  | Modular 24 FXS Port VoIP Gateway with PVDM3-64 |  | --- | 0 | 5400 | 0 | 5400 | 0 | 0
CON-SNT-VG310ICV |  | SMARTNET 8X5XNBD Cisco VG310 - Modular 24 FXS Port Voice |  | 12 | N/A | 449 | 0 | 449 | 0 | 0
SVG3XUK9-15403M |  | Cisco VG3X0 UNIVERSAL |  | --- | 0 | 0 | 0 | 0 | 0 | 0
MEM-CF-256MB |  | 256MB Compact Flash for Cisco 1900, 2900, 3900 ISR |  | --- | 0 | 0 | 0 | 0 | 0 | 0
CAB-AC |  | AC Power Cord (North America), C13, NEMA 5-15P, 2.1m |  | --- | 0 | 0 | 0 | 0 | 0 | 0
CAB-CONSOLE-USB |  | Console Cable 6 ft with USB Type A and mini-B |  | --- | 0 | 30 | 0 | 30 | 0 | 0
HWIC-BLANK |  | Blank faceplate for HWIC slot on Cisco ISR |  | --- | 0 | 0 | 0 | 0 | 0 | 0
SL-VG3X0-UC-K9 |  | Cisco VG3X0 Unified Communications License |  | --- | 0 | 0 | 0 | 0 | 0 | 0
SL-VG3X0-IPB-K9 |  | Cisco VG3X0 IP Base License |  | --- | 0 | 0 | 0 | 0 | 0 | 0
CTS-SX10N-K9 |  | SX10 HD w/ wall mount, int 5x cam and mic |  | --- | N/A | 3990 | 0 | 3990 | 0 | 0
CON-ECDN-CTSSX1NK |  | ESS WITH 8X5XNBD SX10 HD w/ wall mount, int 5x cam and mi |  | 12 | N/A | 320 | 0 | 320 | 0 | 0
PWR-CORD-US-A |  | Pwr Cord US 1.8m Black YP-12 To YC-12 |  | --- | 14 | 0 | 0 | 0 | 0 | 0
LIC-TC-CRYPTO-K9 |  | License key to activate sw encryption module |  | --- | 14 | 0 | 0 | 0 | 0 | 0
CTS-CTRL-DVX-10 |  | Touch 10 Control Device - selectable option |  | --- | 14 | 1500 | 0 | 1500 | 0 | 0
CON-ECDN-CTLDV10 |  | ESS WITH 8X5XNBD Cisco Touch 10 inch |  | 12 | N/A | 259 | 0 | 259 | 0 | 0
CTS-POE-INJ |  | Touch10 PoE power injector |  | --- | 14 | 99 | 0 | 99 | 0 | 0
CAB-ETH-5M |  | Ethernet cable (5m) for auto expand |  | --- | 14 | 0 | 0 | 0 | 0 | 0
PWR-CORD-US-A |  | Pwr Cord US 1.8m Black YP-12 To YC-12 |  | --- | 14 | 0 | 0 | 0 | 0 | 0
CAB-DV10-4M |  | 4 meter flat grey Ethernet cable for Touch 10 |  | --- | 21 | 0 | 0 | 0 | 0 | 0
PWR-SX10-AC+ |  | Power supply for SX10 |  | --- | N/A | 0 | 0 | 0 | 0 | 0
CTS-SX10NCODEC |  | SX10 Codec |  | --- | N/A | 0 | 0 | 0 | 0 | 0
BRKT-SX10-WMK |  | SX10 Wall Mount |  | --- | 14 | 0 | 0 | 0 | 0 | 0
CTS-RMT-TRC6 |  | Remote Control TRC 6 |  | --- | 14 | 0 | 0 | 0 | 0 | 0
SW-S52030-TC7-K9 |  | SW Image for SX10 |  | --- | 14 | 0 | 0 | 0 | 0 | 0
CAB-2HDMI-2M |  | HDMI-HDMI cab, 2m auto expand |  | --- | 14 | 0 | 0 | 0 | 0 | 0
CAB-DV10-8M- |  | 8 meter flat grey Ethernet cable for Touch 10 |  | --- | 21 | 0 | 0 | 0 | 0 | 0
CAB-PRESO-2HDMI |  | Presentation cable, HDMI to HDMI, 8 meter, gray |  | --- | N/A | 60 | 0 | 60 | 0 | 0
CTS-MIC-TABL20 |  | Cisco TelePresence Table Microphone 20 |  | --- | N/A | 468 | 0 | 468 | 0 | 0
CTS-SX20-PHD12X-K9 |  | SX20 Quick Set HD, NPP, 12xPHDCam, 1 mic, remote cntrl |  | --- | 14 | 11900 | 0 | 11900 | 0 | 0
CON-ECDN-SX2PHD12 |  | ESS WITH 8X5XNBD SX20 Qk Set HD, NPP, 12xPHDCam,1 mic,RC |  | 12 | N/A | 1071 | 0 | 1071 | 0 | 0
CAB-MIC20-EXT |  | Extension cable for the Performance microphone |  | --- | 14 | 30 | 0 | 30 | 0 | 0
PWR-CORD-US-A |  | Pwr Cord US 1.8m Black YP-12 To YC-12 |  | --- | 14 | 0 | 0 | 0 | 0 | 0
CTS-QSC20-MIC |  | Performance Microphone 20 |  | --- | 14 | 468 | 0 | 468 | 0 | 0
CON-ECDN-QSC20MIC |  | ESS WITH 8X5XNBD Precision Microphone 20 |  | 12 | N/A | 42 | 0 | 42 | 0 | 0
CTS-CTRL-DVX-10 |  | Touch 10 Control Device - selectable option |  | --- | 14 | 1500 | 0 | 1500 | 0 | 0
CON-ECDN-CTLDV10 |  | ESS WITH 8X5XNBD Cisco Touch 10 inch |  | 12 | N/A | 259 | 0 | 259 | 0 | 0
CTS-POE-INJ |  | Touch10 PoE power injector |  | --- | 14 | 99 | 0 | 99 | 0 | 0
CTS-SX20-QS-WMK |  | Wall Mount Kit for SX20 |  | --- | 14 | 499 | 0 | 499 | 0 | 0
LIC-SX20-DD |  | Dual Display Option for SX20 |  | --- | 14 | 0 | 0 | 0 | 0 | 0
LIC-SX20-PR |  | Premium Resolution Option for SX20 |  | --- | 14 | 0 | 0 | 0 | 0 | 0
CTS-RMT-TRC5 |  | Remote Control TRC 5 |  | --- | 14 | 0 | 0 | 0 | 0 | 0
CTS-PHD1080P12XS2+ |  | PrecisionHD Camera 1080p 12x Gen 2 for use in auto expand |  | --- | 14 | 0 | 0 | 0 | 0 | 0
CTS-QSC20-MIC+ |  | Performance Mic - for auto expand only |  | --- | 14 | 0 | 0 | 0 | 0 | 0
PWR-CORD-US-A |  | Pwr Cord US 1.8m Black YP-12 To YC-12 |  | --- | 14 | 0 | 0 | 0 | 0 | 0
BRKT-PHD-MONITOR |  | Bracket mounting for 12x PHDCAM to monitor |  | --- | 14 | 0 | 0 | 0 | 0 | 0
CAB-HDMI-PHD12XS |  | Custom 12xcamera cable; HDMI, Cont. and Power (3m) |  | --- | 14 | 0 | 0 | 0 | 0 | 0
LIC-SX20 |  | SX20 License Key |  | --- | 14 | 0 | 0 | 0 | 0 | 0
LIC-SX20-HD |  | High Definition Feature for SX20 |  | --- | 14 | 0 | 0 | 0 | 0 | 0
LIC-SX20-NPP |  | SX20 Natural Presenter Package (NPP) Option |  | --- | 14 | 0 | 0 | 0 | 0 | 0
CAB-DV10-4M |  | 4 meter flat grey Ethernet cable for Touch 10 |  | --- | 21 | 0 | 0 | 0 | 0 | 0
CAB-DV10-8M- |  | 8 meter flat grey Ethernet cable for Touch 10 |  | --- | 21 | 0 | 0 | 0 | 0 | 0
CAB-2HDMI-3M |  | HDMI to HDMI cable |  | --- | 14 | 0 | 0 | 0 | 0 | 0
CTS-SX20CODEC-K9 |  | SX20 Codec - encrypted |  | --- | 14 | 0 | 0 | 0 | 0 | 0
LIC-S52010-TC-K9 |  | License Key Software Encrypted |  | --- | 14 | 0 | 0 | 0 | 0 | 0
SW-S52010-TC7-K9 |  | SW Image for SX20 and MX200/300 (2nd gen) series endpoints |  | --- | 14 | 0 | 0 | 0 | 0 | 0
VIDEO CONFERENCE ACCESSORIES
CTS-QSC20-MIC= |  | Performance Microphone 20 |  | --- | 14 | 468 | 0 | 468 | 0 | 0
CON-ECDN-QSC20MIC |  | ESS WITH 8X5XNBD Precision Microphone 20 |  | 12 | N/A | 42 | 0 | 42 | 0 | 0
CAB-MIC20-EXT= |  | Extension cable for Performance microphone |  | --- | 14 | 30 | 0 | 30 | 0 | 0
CP-8831-MIC-WRLS= |  | Wireless Microphone Kit for Cisco IP Conference Phone 8831 |  | --- | 14 | 676 | 0 | 676 | 0 | 0
[6 empty] | 0 | 0 | 0 | 0 | 0
[6 empty] | 0 | 0 | 0 | 0 | 0
[6 empty] | 0 | 0 | 0 | 0 | 0
[13 empty] | 192.5 | 192.5
Variphy Licensing
INST-CDR-1 |  | Variphy Insight CDR - Call History, Call Accounting, etc |  | IDF | 0 | 7.7 | 25 | 7.7 | 0 | 192.5
INST-CDR-1 |  | Variphy Insight CDR - Call History, Call Accounting, etc |  | MDF | 0 | 7.7 | 25 | 7.7 | 0 | 192.5
APC Uninterruptable Power Supplies | [13 empty] | 11158.85
208.1 MDF
SUA5000RMT5U | APC Smart-UPS 5000VA 208V Rackmount/Tower | APC Smart-UPS 5000VA 208V Rackmount/Tower | 1 |  |  | 3150 | 3 | 3150 | 0 | 9450
AP9626 | APC Step-Down Transformer RM 2U 208V IN 120V OUT | APC Step-Down Transformer RM 2U 208V IN 120V OUT | 1 |  |  | 599 | 1 | 599 | 0 | 599
AP9570 | Rack PDU Basic 1U 30A 208V Four C19s APC Basic Rack PDU input: 208V | Rack PDU Basic 1U 30A 208V Four C19s APC Basic Rack PDU input: 208V | 1 |  |  | 249.99 | 3 | 249.99 | 0 | 749.97
AP9877 | APC Power Cord C19 to C20 | APC Power Cord C19 to C20 | 4 |  |  | 29.99 | 12 | 29.99 | 0 | 359.88
#REF!
[8 empty] | GRAND TOTAL |  | 318981.85

## (SW) Brays Oaks-Cable
[6 empty] | IDF 112.1 - 1st Floor | MDF 208.1 - 2nd Floor |  |  |  | Total
Parts No. | Description | Length | Unit | TOTAL QTY | Price | QTY | QTY | QTY | QTY | QTY | Extended Price
| MISCELLANEOUS |  |  |  |  | 0 | 0 | 0 | 0 | 0
HLT3I-X0 | Panduit Tak-Ty Hook and loop cable ties, 12" length, HLT3I-X0, roll of 10 | 12" | Roll | 12 |  | 6 | 6 |  |  |  | 0
S100X150VAC | Panduit P1 Self-Laminating Label Cassettes for PanTher LS8E hand-held printer. 200 labels per package. | n/a | Cassette | 12 |  | 6 | 6 |  |  |  | 0
NWSLC-3Y | Panduit Orange cable identification sleeve for 3mm Simplex cable, 1" Length, Pack of 100 | n/a | Cassette | 1 |  |  | 1 |  |  |  | 0
| CABLES |  |  |  |  | 0 | 0 | 0 | 0 | 0
CPCSSX2-0ZF005 | Commscope, Systimax solution, CAT6A, RJ45, Straight patch cable, No boot, Blue Color | 5 ft | Each | 0 |  | 0 | 0 |  |  |  | 0
CPCSSX2-0ZF007 | Commscope, Systimax solution, CAT6A, RJ45, Straight patch cable, No boot, Blue Color | 7 ft | Each | 168 |  | 72 | 96 |  |  |  | 0
CPCSSX2-0ZF010 | Commscope, Systimax solution, CAT6A, RJ45, Straight patch cable, No boot, Blue Color | 10 ft | Each | 208 |  | 92 | 116 |  |  |  | 0
CPCSSX2-0ZF015 | Commscope, Systimax solution, CAT6A, RJ45, Straight patch cable, No boot, Blue Color | 15 ft | Each | 10 |  | 5 | 5 |  |  |  | 0
CPCSSX2-0ZF020 | Commscope, Systimax solution, CAT6A, RJ45, Straight patch cable, No boot, Blue Color | 20 ft | Each | 10 |  | 5 | 5 |  |  |  | 0
CPCSSX2-0ZF025 | Commscope, Systimax solution, CAT6A, RJ45, Straight patch cable, No boot, Blue Color | 25 ft | Each | 10 |  | 5 | 5 |  |  |  | 0
CPCSSX2-0ZF030 | Commscope, Systimax solution, CAT6A, RJ45, Straight patch cable, No boot, Blue Color | 30 ft | Each | 10 |  | 5 | 5 |  |  |  | 0
CPCSSX2-0ZF035 | Commscope, Systimax solution, CAT6A, RJ45, Straight patch cable, No boot, Blue Color | 35 ft | Each | 10 |  | 5 | 5 |  |  |  | 0
CPC3312-03F005 | Commscope, Systimax solution, CAT6, RJ45, Straight patch cable, No boot, Gray Color | 5 ft | Each | 288 |  | 144 | 144 |  |  |  | 0
CPC3312-03F007 | Commscope, Systimax solution, CAT6, RJ45, Straight patch cable, No boot, Gray Color | 7 ft | Each | 252 |  | 108 | 144 |  |  |  | 0
CPC3312-03F010 | Commscope, Systimax solution, CAT6, RJ45, Straight patch cable, No boot, Gray Color | 10 ft | Each | 0 |  | 0 | 0 |  |  |  | 0 | Will use current HCC inventory for (540) 10' Cables
CPC3312-03F015 | Commscope, Systimax solution, CAT6, RJ45, Straight patch cable, No boot, Gray Color | 15 ft | Each | 20 |  | 10 | 10 |  |  |  | 0
CPC3312-03F025 | Commscope, Systimax solution, CAT6, RJ45, Straight patch cable, No boot, Gray Color | 25 ft | Each | 20 |  | 10 | 10 |  |  |  | 0
CPC3312-03F030 | Commscope, Systimax solution, CAT6, RJ45, Straight patch cable, No boot, Gray Color | 30 ft | Each | 20 |  | 10 | 10 |  |  |  | 0
CPC3312-03F035 | Commscope, Systimax solution, CAT6, RJ45, Straight patch cable, No boot, Gray Color | 35 ft | Each | 20 |  | 10 | 10 |  |  |  | 0
CPC3312-03F050 | Commscope, Systimax solution, CAT6, RJ45, Straight patch cable, No boot, Gray Color | 50 ft | Each | 20 |  | 10 | 10 |  |  |  | 0
| LC - SC |  |  |  |  | 0 | 0 | 0 | 0 | 0
FEXLCSC42-MXF010 | Commscope, Systimax solution, LC - SC , 10Gb Duplex Multimode 50/125 OM4 fiber cable, Aqua color | 10 ft | Each | 8 |  | 8 | 8 |  |  |  | 0
FEXLCSC42-MXF015 | Commscope, Systimax solution, LC - SC , 10Gb Duplex Multimode 50/125 OM4 fiber cable, Aqua color | 15 ft | Each | 0 | [6 empty] | 0
FEXLCSC42-MXF020 | Commscope, Systimax solution, LC - SC , 10Gb Duplex Multimode 50/125 OM4 fiber cable, Aqua color | 20 ft | Each | 0 | [6 empty] | 0
FEXLCSC42-MXF025 | Commscope, Systimax solution, LC - SC , 10Gb Duplex Multimode 50/125 OM4 fiber cable, Aqua color | 25 ft | Each | 0 | [6 empty] | 0
FEXLCSC42-MXF030 | Commscope, Systimax solution, LC - SC , 10Gb Duplex Multimode 50/125 OM4 fiber cable, Aqua color | 30 ft | Each | 0 | [6 empty] | 0
FEXLCSC42-MXF035 | Commscope, Systimax solution, LC - SC , 10Gb Duplex Multimode 50/125 OM4 fiber cable, Aqua color | 35 ft | Each | 0 | [6 empty] | 0
FEXLCSC42-MXF040 | Commscope, Systimax solution, LC - SC , 10Gb Duplex Multimode 50/125 OM4 fiber cable, Aqua color | 40 ft | Each | 0 | [6 empty] | 0
FEXLCSC42-MXF045 | Commscope, Systimax solution, LC - SC , 10Gb Duplex Multimode 50/125 OM4 fiber cable, Aqua color | 45 ft | Each | 0 | [6 empty] | 0
FEXLCSC42-MXF050 | Commscope, Systimax solution, LC - SC , 10Gb Duplex Multimode 50/125 OM4 fiber cable, Aqua color | 50 ft | Each | 0 | [6 empty] | 0
| LC - LC |  |  |  |  | 0 | 0 | 0 | 0 | 0
FEXLCLC42-MXF010 | Commscope, Systimax solution, LC - LC , 10Gb Duplex Multimode 50/125 OM4 fiber cable, Aqua color | 10 ft | Each | 0 | [6 empty] | 0
FEXLCLC42-MXF015 | Commscope, Systimax solution, LC - LC , 10Gb Duplex Multimode 50/125 OM4 fiber cable, Aqua color | 15 ft | Each | 0 | [6 empty] | 0
FEXLCLC42-MXF020 | Commscope, Systimax solution, LC - LC , 10Gb Duplex Multimode 50/125 OM4 fiber cable, Aqua color | 20 ft | Each | 0 | [6 empty] | 0
FEXLCLC42-MXF025 | Commscope, Systimax solution, LC - LC , 10Gb Duplex Multimode 50/125 OM4 fiber cable, Aqua color | 25 ft | Each | 0 | [6 empty] | 0
FEXLCLC42-MXF030 | Commscope, Systimax solution, LC - LC , 10Gb Duplex Multimode 50/125 OM4 fiber cable, Aqua color | 30 ft | Each | 0 | [6 empty] | 0
FEXLCLC42-MXF035 | Commscope, Systimax solution, LC - LC , 10Gb Duplex Multimode 50/125 OM4 fiber cable, Aqua color | 35 ft | Each | 0 | [6 empty] | 0
FEXLCLC42-MXF040 | Commscope, Systimax solution, LC - LC , 10Gb Duplex Multimode 50/125 OM4 fiber cable, Aqua color | 40 ft | Each | 0 | [6 empty] | 0
FEXLCLC42-MXF045 | Commscope, Systimax solution, LC - LC , 10Gb Duplex Multimode 50/125 OM4 fiber cable, Aqua color | 45 ft | Each | 0 | [6 empty] | 0
FEXLCLC42-MXF050 | Commscope, Systimax solution, LC - LC , 10Gb Duplex Multimode 50/125 OM4 fiber cable, Aqua color | 50 ft | Each | 0 | [6 empty] | 0
| SC - SC |  |  |  |  | 0 | 0 | 0 | 0 | 0
FEXSCSC42-MXF010 | Commscope, Systimax solution, SC - SC , 10Gb Duplex Multimode 50/125 OM4 fiber cable, Aqua color | 10 ft | Each | 0 | [6 empty] | 0
FEXSCSC42-MXF015 | Commscope, Systimax solution, SC - SC , 10Gb Duplex Multimode 50/125 OM4 fiber cable, Aqua color | 15 ft | Each | 0 | [6 empty] | 0
FEXSCSC42-MXF020 | Commscope, Systimax solution, SC - SC , 10Gb Duplex Multimode 50/125 OM4 fiber cable, Aqua color | 20 ft | Each | 0 | [6 empty] | 0
FEXSCSC42-MXF025 | Commscope, Systimax solution, SC - SC , 10Gb Duplex Multimode 50/125 OM4 fiber cable, Aqua color | 25 ft | Each | 0 | [6 empty] | 0
FEXSCSC42-MXF030 | Commscope, Systimax solution, SC - SC , 10Gb Duplex Multimode 50/125 OM4 fiber cable, Aqua color | 30 ft | Each | 0 | [6 empty] | 0
FEXSCSC42-MXF035 | Commscope, Systimax solution, SC - SC , 10Gb Duplex Multimode 50/125 OM4 fiber cable, Aqua color | 35 ft | Each | 0 | [6 empty] | 0
FEXSCSC42-MXF040 | Commscope, Systimax solution, SC - SC , 10Gb Duplex Multimode 50/125 OM4 fiber cable, Aqua color | 40 ft | Each | 0 | [6 empty] | 0
FEXSCSC42-MXF045 | Commscope, Systimax solution, SC - SC , 10Gb Duplex Multimode 50/125 OM4 fiber cable, Aqua color | 45 ft | Each | 0 | [6 empty] | 0
FEXSCSC42-MXF050 | Commscope, Systimax solution, SC - SC , 10Gb Duplex Multimode 50/125 OM4 fiber cable, Aqua color | 50 ft | Each | 0 | [6 empty] | 0
| LC - SC |  |  |  |  | 0 | 0 | 0 | 0 | 0
FEWLCSC42-JXF010 | Commscope, Systimax solution, LC - SC , TERASPEED Singlemode 8.3/125 SM fiber cable, Yellow color | 10 ft | Each | 4 |  |  | 4 |  |  |  | 0
FEWLCSC42-JXF015 | Commscope, Systimax solution, LC - SC , TERASPEED Singlemode 8.3/125 SM fiber cable, Yellow color | 15 ft | Each | 0 | [6 empty] | 0
FEWLCSC42-JXF020 | Commscope, Systimax solution, LC - SC , TERASPEED Singlemode 8.3/125 SM fiber cable, Yellow color | 20 ft | Each | 0 | [6 empty] | 0
FEWLCSC42-JXF025 | Commscope, Systimax solution, LC - SC , TERASPEED Singlemode 8.3/125 SM fiber cable, Yellow color | 25 ft | Each | 0 | [6 empty] | 0
FEWLCSC42-JXF030 | Commscope, Systimax solution, LC - SC , TERASPEED Singlemode 8.3/125 SM fiber cable, Yellow color | 30 ft | Each | 0 | [6 empty] | 0
FEWLCSC42-JXF035 | Commscope, Systimax solution, LC - SC , TERASPEED Singlemode 8.3/125 SM fiber cable, Yellow color | 35 ft | Each | 0 | [6 empty] | 0
FEWLCSC42-JXF040 | Commscope, Systimax solution, LC - SC , TERASPEED Singlemode 8.3/125 SM fiber cable, Yellow color | 40 ft | Each | 0 | [6 empty] | 0
FEWLCSC42-JXF045 | Commscope, Systimax solution, LC - SC , TERASPEED Singlemode 8.3/125 SM fiber cable, Yellow color | 45 ft | Each | 0 | [6 empty] | 0
FEWLCSC42-JXF050 | Commscope, Systimax solution, LC - SC , TERASPEED Singlemode 8.3/125 SM fiber cable, Yellow color | 50 ft | Each | 0 | [6 empty] | 0
| ANALOG |  |  |  |  | 0 | 0 | 0 | 0 | 0
N154-050-C3 | TRIPPLITE - Cat3 25-Pair Telco Cable (RJ21 M to Open End), 50-ft. | 50 ft | Each | 0 | [6 empty] | 0
N154-100-C3 | TRIPPLITE - Cat3 25-Pair Telco Cable (RJ21 M to Open End), 100-ft. | 100 ft | Each | 0 | [6 empty] | 0
P110KB1005Y | Panduit PAN-PUNCH 110 - punch-down block | n/a | Each | 0 | [6 empty] | 0
25-3-PX-50-GY | 25PAIR TELCO M-BL 50FT | 50 ft | Each | 0 | [6 empty] | 0
S700A110-B1-50 | Siemon's 50-pair pre-wired S110 block with legs | n/a | Each | 0 | [6 empty] | 0
ELN25T-0025-MM | Blackbox CAT3 Telco Connector Cable (UTP), PVC (25-3-PP-25-GY) | 25 ft | Each | 0 | [6 empty] | 0
ELN25TP-0025-MM | Blackbox CAT3 Telco Connector Cable (UTP), PLENUM (25PP25PL3) | 25 ft | Each | 0 | [6 empty] | 0
ELN25T-0050-MM | Blackbox CAT3 Telco Connector Cable (UTP), PVC (25-3-PP-50-GY) | 50 ft | Each | 0 | [6 empty] | 0
ELN25TP-0050-MM | Blackbox CAT3 Telco Connector Cable (UTP), PLENUM (25PP50PL3) | 50 ft | Each | 0 | [6 empty] | 0
S110P1-P1-15 | Siemon cable, 1 Pair Double Ended 110 Patchcord, 110 TO 110 | 15 ft | Each | 0 | [6 empty] | 0
S110P1-U1-15 | Siemon cable, 1 Pair Double Ended 110 Patchcord, 110 TO RJ11 | 15 ft | Each | 6 |  | 6 |  |  |  |  | 0
S110P1-U4-15 | Siemon cable, 1 Pair Double Ended 110 Patchcord, 110 TO RJ45 | 15 ft | Each | 0 | [6 empty] | 0
02970 | Cables2Go, RJ11 Modular Telephone Cable, RJ11 to RJ11, 7ft | 7ft | Each | 0 | [6 empty] | 0
09590 | Cables2Go, RJ11 Modular Telephone Cable, RJ11 to RJ11, 14ft | 14ft | Each | 0 |  | 6 |  |  |  |  | 0
EYN7001BL-1000 | Blackbox Cross-Connect Wire, 1 Pair, White/Blue w Blue - 1000ft | 1000 ft | Each | 2 |  | 1 | 1 |  |  |  | 0
[9 empty] | GRAND TOTAL |  | 0
Note on A81: kyle.cooper: Discuss Qtys

## (SE) Felix Fraga-2Network
SE-Felix Fraga New Building | [7 empty] | Hardware Discount %
Smartnet Discount %
Variphy Lic Discount %
[8 empty] | SUA5000RMT5U Disc % | APC Smart-UPS 5000VA 208V Rackmount/Tower
Replace the existing 3750 in the old MDF w/ 2x4500X (VSS) | [7 empty] | AP9626 Discount % | APC Step-Down Transformer RM 2U 208V IN 120V OUT
[8 empty] | AP9570 Discount % | Rack PDU Basic 1U 30A 208V Four C19s APC Basic Rack PDU input: 208V
[8 empty] | AP9877 Discount % | APC Power Cord C19 to C20
Part Number |  | Description |  | Service Duration | Lead Time | Unit List Price | Qty | Unit Net Price | Disc(%) | Extended Net Price |  |  | MDF 107 A - 1st floor | IDF 206 B - 2nd floor | Replace OLD MDF
Cisco Network Equipment
ONENTWK-ENT-10-10 w/ 7 UPOE/mGig Blades | [10 empty] | TOTALS: | 500855.55 | 256677.25 | 173004.3 | 71174 | 0 | 0
| 206B IDF | [12 empty] | 165103.6
ONENTWK-ENT-10-10 |  | 4510,2xSUP8e, 4x4748-UPoE,10AP Bundle |  | --- | 0 | 0 | 1 | 0 | 0 | 0
WS-C4510R+E |  | Catalyst 4500E 10 slot chassis for 48Gbps/slot, fan, no ps |  | --- | 0 | 7596.2 | 1 | 7596.2 | 0 | 7596.2
CON-SNT-C4510R+E |  | SMARTNET 8X5XNBD Catalyst 4500E 10 slot chassis for 48Gbp |  | 36 | N/A | 5250 | 1 | 5250 | 0 | 5250
CAB-CON-C4K-RJ45 |  | Console Cable 6ft with RJ-45-to-RJ-45 |  | --- | 0 | 0 | 1 | 0 | 0 | 0
S45EUK9-S8-37E |  | CAT4500e SUP8e Universal Crypto Image |  | --- | 0 | 0 | 1 | 0 | 0 | 0
C4K-SLOT-CVR-E |  | Catalyst 4500 E-Series Family Slot Cover |  | --- | 0 | 0 | 1 | 0 | 0 | 0
C4500E-IP-ES |  | Paper IP to Ent Services License |  | --- | 0 | 7596.2 | 1 | 7596.2 | 0 | 7596.2
FNF-AP |  | 90 Day Full Functionality Trial of LiveAction software |  | --- | 0 | 0 | 1 | 0 | 0 | 0
EW-JX-50SW |  | Key for Cisco EnergyWise Mgmt (JouleX) 45-day trial License |  | --- | 0 | 0 | 1 | 0 | 0 | 0
WS-X45-SUP8-E |  | Catalyst 4500 E-Series Supervisor 8-E |  | --- | 0 | 15196.2 | 1 | 15196.2 | 0 | 15196.2
SFP-10G-SR-S |  | 10GBASE-SR SFP Module |  | --- | 0 | 650 | 4 | 650 | 0 | 2600
SFP-10G-LR-S= |  | 10GBASE-LR SFP Module |  |  |  | 1900 | 0 | 1900 | 0 | 0
WS-X45-SUP8-E/2 |  | Catalyst 4500 E-Series Redundant Supervisor 8-E |  | --- | 0 | 15196.2 | 1 | 15196.2 | 0 | 15196.2
WS-X4748-12X48U+E |  | Catalyst 4500E 48-Port UPOE w/ 12p mGig and 36p 10/100/1000 |  | --- | 0 | 7596.2 | 1 | 7596.2 | 0 | 7596.2
WS-X4748-12X48U+E |  | Catalyst 4500E 48-Port UPOE w/ 12p mGig and 36p 10/100/1000 |  | --- | 0 | 7596.2 | 1 | 7596.2 | 0 | 7596.2
WS-X4748-12X48U+E |  | Catalyst 4500E 48-Port UPOE w/ 12p mGig and 36p 10/100/1000 |  | --- | 0 | 7596.2 | 1 | 7596.2 | 0 | 7596.2
WS-X4748-12X48U+E |  | Catalyst 4500E 48-Port UPOE w/ 12p mGig and 36p 10/100/1000 |  | --- | 0 | 7596.2 | 1 | 7596.2 | 0 | 7596.2
WS-X4748-12X48U+E |  | Catalyst 4500E 48-Port UPOE w/ 12p mGig and 36p 10/100/1000 |  | --- | 0 | 7596.2 | 1 | 7596.2 | 0 | 7596.2 | Added
WS-X4748-12X48U+E |  | Catalyst 4500E 48-Port UPOE w/ 12p mGig and 36p 10/100/1000 |  | --- | 0 | 7596.2 | 1 | 7596.2 | 0 | 7596.2 | Added
WS-X4748-12X48U+E |  | Catalyst 4500E 48-Port UPOE w/ 12p mGig and 36p 10/100/1000 |  | --- | 0 | 7596.2 | 1 | 7596.2 | 0 | 7596.2 | Added
PWR-C45-9000ACV |  | Catalyst 4500E 9000W AC triple input Power Supply (Data + Po |  | --- | 0 | 4556.2 | 1 | 4556.2 | 0 | 4556.2
CAB-AC-2800W-TWLK |  | U.S. Power Cord, Twist Lock, NEMA 6-20 Plug |  | --- | 0 | 0 | 6 | 0 | 0 | 0
PWR-C45-9000ACV/2 |  | Catalyst 4500E 9000W AC triple input Power Supply (Data + Po |  | --- | 0 | 4556.2 | 1 | 4556.2 | 0 | 4556.2
AIR-CAP3702I-AK910 |  | 802.11ac Ctrlr 10APs 4x4:3SS w/CleanAir; Int; A Reg Domain |  | --- | 0 | 11362 | 1 | 11362 | 0 | 11362
SWAP3700-RCOVRY-K9 |  | Cisco 3700 Series IOS WIRELESS LAN RECOVERY |  | --- | 0 | 0 | 10 | 0 | 0 | 0
AIR-AP-BRACKET-2 |  | 802.11n AP Universal Mounting Bracket |  | --- | 0 | 0 | 10 | 0 | 0 | 0
AIR-AP-T-RAIL-R |  | Ceiling Grid Clip for Aironet APs - Recessed Mount (Default) |  | --- | 0 | 0 | 10 | 0 | 0 | 0
AIR-CAP3702I-ABULK |  | BOM Level AP3700i Bulk PID for A reg domain |  | --- | 0 | 0 | 10 | 0 | 0 | 0
C1FBUCAT4500S= |  | Cisco ONE Upg-to Foundation Perpetual Cat4500 Bundles Std |  | --- | 0 | 100 | 1 | 100 | 0 | 100
CON-ECMU-C1FBC45S |  | SWSS UPGRADES C1 FND Perpetual Cat4500 Bndl Std |  | 36 | N/A | 1631 | 1 | 1631 | 0 | 1631
C1-ISE-BASE-CAT4K |  | Cisco ONE Identity Services Engine 150 EndPoint Base Lic |  | --- | 0 | 0 | 1 | 0 | 0 | 0
C1-R-C4500E-IPBLIC |  | Cisco ONE IP Base (reference, no lic) |  | --- | 0 | 0 | 1 | 0 | 0 | 0
C1-EGW-150-K9 |  | Cisco ONE Energy Mgmt Perpetual Lic - 150 DO End Points |  | --- | 0 | 0 | 1 | 0 | 0 | 0
C1-PI-LFAS-4K6K-K9 |  | Cisco ONE PI Device License for LF & AS for Cat 4k, 6k |  | --- | 0 | 0 | 1 | 0 | 0 | 0
C1F1UAIRK9= |  | Cisco ONE Mid-cycle Refresh-Disc Fndn Per-Wireless AP |  | --- | 0 | 100 | 10 | 100 | 0 | 1000
CON-ECMU-C1FPAIR |  | SWSS UPGRADES C1 Foundation Perpetual - Wireless |  | 36 | N/A | 53 | 10 | 53 | 0 | 530
C1-MSE-LS-1 |  | Cisco ONE Mobility Services Engine Base Location 1AP license |  | --- | 0 | 0 | 10 | 0 | 0 | 0
C1-ISE-BASE-AP |  | Cisco ONE Identity Services Engine 25 EndPoint Base Lic |  | --- | 0 | 0 | 10 | 0 | 0 | 0
C1-PI-LFAS-AP-K9 |  | Cisco ONE PI Device License for LF & AS for WLAN |  | --- | 0 | 0 | 10 | 0 | 0 | 0
C1-R-WLC-1 |  | Cisco ONE Wireless LAN Controller (Reference, No License) |  | --- | 0 | 0 | 10 | 0 | 0 | 0
C1-MSE-PAK |  | Cisco ONE MSE License PAK |  | --- | 0 | 0 | 10 | 0 | 0 | 0
AIR-CAP3702I-AK910 |  | 802.11ac Ctrlr 10APs 4x4:3SS w/CleanAir; Int; A Reg Domain |  | --- | 0 | 14950 | 1 | 8073 | 46 | 8073
SWAP3700-RCOVRY-K9 |  | Cisco 3700 Series IOS WIRELESS LAN RECOVERY |  | --- | 0 | 0 | 10 | 0 | 46 | 0
AIR-AP-T-RAIL-R |  | Ceiling Grid Clip for Aironet APs - Recessed Mount (Default) |  | --- | 0 | 0 | 10 | 0 | 46 | 0
AIR-CAP3702I-ABULK |  | BOM Level AP3700i Bulk PID for A reg domain |  | --- | 0 | 0 | 10 | 0 | 46 | 0
AIR-AP-BRACKET-2 |  | 802.11n AP Universal Mounting Bracket |  | --- | 0 | 0 | 10 | 0 | 46 | 0
CP-7821-K9= |  | Cisco UC Phone 7821 - Wall |  | --- | 0 | 255 | 10 | 255 | 0 | 2550
CP-7800-WMK= |  | Spare Wallmount Kit for Cisco UC Phone 7800 Series |  | --- | 0 | 75 | 10 | 75 | 0 | 750
CP-8845-K9= |  | Cisco IP Phone 8845 - Desk |  | --- | 21 | 575 | 20 | 575 | 0 | 11500 | Changed to 8845
CP-8865-K9= |  | Cisco IP Phone 8865 - Video |  | --- | 21 | 795 | 2 | 795 | 0 | 1590
CP-BEKEM= |  | Cisco IP Phone 8800 Key Expansion Module |  | --- | 0 | 490 | 1 | 490 | 0 | 490
CP-8831-K9= |  | Cisco 8831 Base/Control Panel - Conference |  | --- | 0 | 1395 | 1 | 1395 | 0 | 1395
CP-MIC-WIRED-S= |  | Cisco 8831 Wired Microphone Kit |  | --- | 0 | 350 | 1 | 350 | 0 | 350
CP-DX70-W-K9= |  | Cisco DX70 (White) |  | --- | 21 | 2750 | 0 | 2750 | 0 | 0
CON-SNT-CPDX70WK |  | SNTC-8X5XNBD Cisco Desktop Collaboration Experience D |  | 12 | N/A | 220 | 0 | 220 | 0 | 0
CP-PWR-CORD-NA |  | Power Cord, North America |  | --- | 21 | 0 | 0 | 0 | 0 | 0
VG204XM |  | Cisco VG204XM Analog Voice Gateway |  | --- | 0 | 1295 | 0 | 1295 | 0 | 0
CON-SNT-VG204XM |  | SNTC-8X5XNBD Cisco VG204 Analog V |  | 12 | 0 | 104 | 0 | 104 | 0 | 0
SVG2XIPV-15403M |  | Cisco VG20X Series IOS IP VOICE |  | --- | 0 | 0 | 0 | 0 | 0 | 0
CAB-AC |  | AC Power Cord (North America), C13, NEMA 5-15P, 2.1m |  | --- | 0 | 0 | 0 | 0 | 0 | 0
CAB-ETH-S-RJ45 |  | Yellow Cable for Ethernet, Straight-through, RJ-45, 6 feet |  | --- | 0 | 0 | 0 | 0 | 0 | 0
PWR-30W-AC |  | Power Supply 30 Watt AC |  | --- | 0 | 0 | 0 | 0 | 0 | 0
VG310 |  | Modular 24 FXS Port VoIP Gateway with PVDM3-64 |  | --- | 0 | 5400 | 0 | 5400 | 0 | 0
CON-SNT-VG310ICV |  | SMARTNET 8X5XNBD Cisco VG310 - Modular 24 FXS Port Voice |  | 12 | N/A | 449 | 0 | 449 | 0 | 0
SVG3XUK9-15403M |  | Cisco VG3X0 UNIVERSAL |  | --- | 0 | 0 | 0 | 0 | 0 | 0
MEM-CF-256MB |  | 256MB Compact Flash for Cisco 1900, 2900, 3900 ISR |  | --- | 0 | 0 | 0 | 0 | 0 | 0
CAB-AC |  | AC Power Cord (North America), C13, NEMA 5-15P, 2.1m |  | --- | 0 | 0 | 0 | 0 | 0 | 0
CAB-CONSOLE-USB |  | Console Cable 6 ft with USB Type A and mini-B |  | --- | 0 | 30 | 0 | 30 | 0 | 0
HWIC-BLANK |  | Blank faceplate for HWIC slot on Cisco ISR |  | --- | 0 | 0 | 0 | 0 | 0 | 0
SL-VG3X0-UC-K9 |  | Cisco VG3X0 Unified Communications License |  | --- | 0 | 0 | 0 | 0 | 0 | 0
SL-VG3X0-IPB-K9 |  | Cisco VG3X0 IP Base License |  | --- | 0 | 0 | 0 | 0 | 0 | 0
CTS-SX10N-K9 |  | SX10 HD w/ wall mount, int 5x cam and mic |  | --- | N/A | 3990 | 1 | 3990 | 0 | 3990
CON-ECDN-CTSSX1NK |  | ESS WITH 8X5XNBD SX10 HD w/ wall mount, int 5x cam and mi |  | 36 | N/A | 320 | 1 | 320 | 0 | 320
PWR-CORD-US-A |  | Pwr Cord US 1.8m Black YP-12 To YC-12 |  | --- | 14 | 0 | 1 | 0 | 0 | 0
LIC-TC-CRYPTO-K9 |  | License key to activate sw encryption module |  | --- | 14 | 0 | 1 | 0 | 0 | 0
CTS-CTRL-DVX-10 |  | Touch 10 Control Device - selectable option |  | --- | 14 | 1500 | 1 | 1500 | 0 | 1500
CON-ECDN-CTLDV10 |  | ESS WITH 8X5XNBD Cisco Touch 10 inch |  | 36 | N/A | 259 | 1 | 259 | 0 | 259
CTS-POE-INJ |  | Touch10 PoE power injector |  | --- | 14 | 99 | 1 | 99 | 0 | 99
CAB-ETH-5M |  | Ethernet cable (5m) for auto expand |  | --- | 14 | 0 | 1 | 0 | 0 | 0
PWR-CORD-US-A |  | Pwr Cord US 1.8m Black YP-12 To YC-12 |  | --- | 14 | 0 | 1 | 0 | 0 | 0
CAB-DV10-4M |  | 4 meter flat grey Ethernet cable for Touch 10 |  | --- | 21 | 0 | 1 | 0 | 0 | 0
PWR-SX10-AC+ |  | Power supply for SX10 |  | --- | N/A | 0 | 1 | 0 | 0 | 0
CTS-SX10NCODEC |  | SX10 Codec |  | --- | N/A | 0 | 1 | 0 | 0 | 0
BRKT-SX10-WMK |  | SX10 Wall Mount |  | --- | 14 | 0 | 1 | 0 | 0 | 0
CTS-RMT-TRC6 |  | Remote Control TRC 6 |  | --- | 14 | 0 | 1 | 0 | 0 | 0
SW-S52030-TC7-K9 |  | SW Image for SX10 |  | --- | 14 | 0 | 1 | 0 | 0 | 0
CAB-2HDMI-2M |  | HDMI-HDMI cab, 2m auto expand |  | --- | 14 | 0 | 1 | 0 | 0 | 0
CAB-DV10-8M- |  | 8 meter flat grey Ethernet cable for Touch 10 |  | --- | 21 | 0 | 1 | 0 | 0 | 0
CAB-PRESO-2HDMI |  | Presentation cable, HDMI to HDMI, 8 meter, gray |  | --- | N/A | 60 | 1 | 60 | 0 | 60
CTS-MIC-TABL20 |  | Cisco TelePresence Table Microphone 20 |  | --- | N/A | 468 | 1 | 468 | 0 | 468
CTS-SX20-PHD12X-K9 |  | SX20 Quick Set HD, NPP, 12xPHDCam, 1 mic, remote cntrl |  | --- | 14 | 11900 | 0 | 11900 | 0 | 0
CON-ECDN-SX2PHD12 |  | ESS WITH 8X5XNBD SX20 Qk Set HD, NPP, 12xPHDCam,1 mic,RC |  | 12 | N/A | 1071 | 0 | 1071 | 0 | 0
CAB-MIC20-EXT |  | Extension cable for the Performance microphone |  | --- | 14 | 30 | 0 | 30 | 0 | 0
PWR-CORD-US-A |  | Pwr Cord US 1.8m Black YP-12 To YC-12 |  | --- | 14 | 0 | 0 | 0 | 0 | 0
CTS-QSC20-MIC |  | Performance Microphone 20 |  | --- | 14 | 468 | 0 | 468 | 0 | 0
CON-ECDN-QSC20MIC |  | ESS WITH 8X5XNBD Precision Microphone 20 |  | 12 | N/A | 42 | 0 | 42 | 0 | 0
CTS-CTRL-DVX-10 |  | Touch 10 Control Device - selectable option |  | --- | 14 | 1500 | 0 | 1500 | 0 | 0
CON-ECDN-CTLDV10 |  | ESS WITH 8X5XNBD Cisco Touch 10 inch |  | 12 | N/A | 259 | 0 | 259 | 0 | 0
CTS-POE-INJ |  | Touch10 PoE power injector |  | --- | 14 | 99 | 0 | 99 | 0 | 0
CTS-SX20-QS-WMK |  | Wall Mount Kit for SX20 |  | --- | 14 | 499 | 0 | 499 | 0 | 0
LIC-SX20-DD |  | Dual Display Option for SX20 |  | --- | 14 | 0 | 0 | 0 | 0 | 0
LIC-SX20-PR |  | Premium Resolution Option for SX20 |  | --- | 14 | 0 | 0 | 0 | 0 | 0
CTS-RMT-TRC5 |  | Remote Control TRC 5 |  | --- | 14 | 0 | 0 | 0 | 0 | 0
CTS-PHD1080P12XS2+ |  | PrecisionHD Camera 1080p 12x Gen 2 for use in auto expand |  | --- | 14 | 0 | 0 | 0 | 0 | 0
CTS-QSC20-MIC+ |  | Performance Mic - for auto expand only |  | --- | 14 | 0 | 0 | 0 | 0 | 0
PWR-CORD-US-A |  | Pwr Cord US 1.8m Black YP-12 To YC-12 |  | --- | 14 | 0 | 0 | 0 | 0 | 0
BRKT-PHD-MONITOR |  | Bracket mounting for 12x PHDCAM to monitor |  | --- | 14 | 0 | 0 | 0 | 0 | 0
CAB-HDMI-PHD12XS |  | Custom 12xcamera cable; HDMI, Cont. and Power (3m) |  | --- | 14 | 0 | 0 | 0 | 0 | 0
LIC-SX20 |  | SX20 License Key |  | --- | 14 | 0 | 0 | 0 | 0 | 0
LIC-SX20-HD |  | High Definition Feature for SX20 |  | --- | 14 | 0 | 0 | 0 | 0 | 0
LIC-SX20-NPP |  | SX20 Natural Presenter Package (NPP) Option |  | --- | 14 | 0 | 0 | 0 | 0 | 0
CAB-DV10-4M |  | 4 meter flat grey Ethernet cable for Touch 10 |  | --- | 21 | 0 | 0 | 0 | 0 | 0
CAB-DV10-8M- |  | 8 meter flat grey Ethernet cable for Touch 10 |  | --- | 21 | 0 | 0 | 0 | 0 | 0
CAB-2HDMI-3M |  | HDMI to HDMI cable |  | --- | 14 | 0 | 0 | 0 | 0 | 0
CTS-SX20CODEC-K9 |  | SX20 Codec - encrypted |  | --- | 14 | 0 | 0 | 0 | 0 | 0
LIC-S52010-TC-K9 |  | License Key Software Encrypted |  | --- | 14 | 0 | 0 | 0 | 0 | 0
SW-S52010-TC7-K9 |  | SW Image for SX20 and MX200/300 (2nd gen) series endpoints |  | --- | 14 | 0 | 0 | 0 | 0 | 0
VIDEO CONFERENCE ACCESSORIES
CTS-QSC20-MIC= |  | Performance Microphone 20 |  | --- | 14 | 468 | 1 | 468 | 0 | 468
CON-ECDN-QSC20MIC |  | ESS WITH 8X5XNBD Precision Microphone 20 |  | 36 | N/A | 42 | 1 | 42 | 0 | 42
CAB-MIC20-EXT= |  | Extension cable for Performance microphone |  | --- | 14 | 30 | 1 | 30 | 0 | 30
CP-8831-MIC-WRLS= |  | Wireless Microphone Kit for Cisco IP Conference Phone 8831 |  | --- | 14 | 676 | 1 | 676 | 0 | 676
CP-PWR-CUBE-4= |  | IP Phone power transformer for the 89/9900 phone series |  | --- | 14 | 65 | 2 | 65 | 0 | 130 | Added
CP-PWR-CORD-NA= |  | Power Cord, North America |  | --- | 14 | 10 | 2 | 10 | 0 | 20 | Added
[6 empty] | 0 | 0 | 0 | 0 | 0
ONENTWK-EN-07-10 w/ 5 UPOE/mGig Blades
| 107A MDF 4507-1 - VSS # 1 | [11 empty] | 149560.35
ONENTWK-EN-07-10 |  | 4507+2xSUP8e, 2x4748-UPoE,10P Bundle |  | --- | 0 | 0 | 1 | 0 | 0 | 0
AIR-CAP3702I-AK910 |  | 802.11ac Ctrlr 10APs 4x4:3SS w/CleanAir; Int; A Reg Domain |  | --- | 0 | 10913.5 | 1 | 10913.5 | 0 | 10913.5
SWAP3700-RCOVRY-K9 |  | Cisco 3700 Series IOS WIRELESS LAN RECOVERY |  | --- | 0 | 0 | 10 | 0 | 0 | 0
AIR-AP-BRACKET-2 |  | 802.11n AP Universal Mounting Bracket |  | --- | 0 | 0 | 10 | 0 | 0 | 0
AIR-AP-T-RAIL-R |  | Ceiling Grid Clip for Aironet APs - Recessed Mount (Default) |  | --- | 0 | 0 | 10 | 0 | 0 | 0
AIR-CAP3702I-ABULK |  | BOM Level AP3700i Bulk PID for A reg domain |  | --- | 0 | 0 | 10 | 0 | 0 | 0
WS-C4507R+E |  | Catalyst4500E 7 slot chassis for 48Gbps/slot, fan, no ps |  | --- | 0 | 5106.35 | 1 | 5106.35 | 0 | 5106.35
CON-SNT-C4507R+E |  | SMARTNET 8X5XNBD Catalyst4500E 7 slot chassis for 48Gbps |  | 36 | N/A | 2760 | 1 | 2760 | 0 | 2760
CAB-CON-C4K-RJ45 |  | Console Cable 6ft with RJ-45-to-RJ-45 |  | --- | 0 | 0 | 1 | 0 | 0 | 0
S45EUK9-S8-37E |  | CAT4500e SUP8e Universal Crypto Image |  | --- | 0 | 0 | 1 | 0 | 0 | 0
C4K-SLOT-CVR-E |  | Catalyst 4500 E-Series Family Slot Cover |  | --- | 0 | 0 | 1 | 0 | 0 | 0
C4500E-IP-ES |  | Paper IP to Ent Services License |  | --- | 0 | 7296.35 | 1 | 7296.35 | 0 | 7296.35
FNF-AP |  | 90 Day Full Functionality Trial of LiveAction software |  | --- | 0 | 0 | 1 | 0 | 0 | 0
EW-JX-50SW |  | Key for Cisco EnergyWise Mgmt (JouleX) 45-day trial License |  | --- | 0 | 0 | 1 | 0 | 0 | 0
WS-X45-SUP8-E |  | Catalyst 4500 E-Series Supervisor 8-E |  | --- | 0 | 14596.35 | 1 | 14596.35 | 0 | 14596.35
SFP-10G-SR-S |  | 10GBASE-SR SFP Module |  | --- | 0 | 650 | 2 | 650 | 0 | 1300
SFP-10G-LR-S= |  | 10GBASE-LR SFP Module |  |  |  | 1900 | 2 | 1900 | 0 | 3800
WS-X45-SUP8-E/2 |  | Catalyst 4500 E-Series Redundant Supervisor 8-E |  | --- | 0 | 14596.35 | 1 | 14596.35 | 0 | 14596.35
WS-X4748-12X48U+E |  | Catalyst 4500E 48-Port UPOE w/ 12p mGig and 36p 10/100/1000 |  | --- | 0 | 7296.35 | 1 | 7296.35 | 0 | 7296.35
WS-X4748-12X48U+E |  | Catalyst 4500E 48-Port UPOE w/ 12p mGig and 36p 10/100/1000 |  | --- | 0 | 7296.35 | 1 | 7296.35 | 0 | 7296.35
WS-X4748-12X48U+E |  | Catalyst 4500E 48-Port UPOE w/ 12p mGig and 36p 10/100/1000 |  | --- | 0 | 7296.35 | 1 | 7296.35 | 0 | 7296.35 | Added
WS-X4748-12X48U+E |  | Catalyst 4500E 48-Port UPOE w/ 12p mGig and 36p 10/100/1000 |  | --- | 0 | 7296.35 | 1 | 7296.35 | 0 | 7296.35 | Added
WS-X4748-12X48U+E |  | Catalyst 4500E 48-Port UPOE w/ 12p mGig and 36p 10/100/1000 |  | --- | 0 | 7296.35 | 1 | 7296.35 | 0 | 7296.35 | Added
PWR-C45-6000ACV |  | Catalyst 4500 6000W AC dual input Power Supply (Data + PoE) |  | --- | 0 | 2916.35 | 1 | 2916.35 | 0 | 2916.35
CAB-AC-2800W-TWLK |  | U.S. Power Cord, Twist Lock, NEMA 6-20 Plug |  | --- | 0 | 0 | 4 | 0 | 0 | 0
PWR-C45-6000ACV/2 |  | Catalyst 4500 6000W AC dual input Power Supply (Data + PoE) |  | --- | 0 | 2916.35 | 1 | 2916.35 | 0 | 2916.35
C1FBUCAT4500S= |  | Cisco ONE Upg-to Foundation Perpetual Cat4500 Bundles Std |  | --- | 0 | 100 | 1 | 100 | 0 | 100
CON-ECMU-C1FBC45S |  | SWSS UPGRADES C1 FND Perpetual Cat4500 Bndl Std |  | 36 | N/A | 1631 | 1 | 1631 | 0 | 1631
C1-ISE-BASE-CAT4K |  | Cisco ONE Identity Services Engine 150 EndPoint Base Lic |  | --- | 0 | 0 | 1 | 0 | 0 | 0
C1-R-C4500E-IPBLIC |  | Cisco ONE IP Base (reference, no lic) |  | --- | 0 | 0 | 1 | 0 | 0 | 0
C1-EGW-150-K9 |  | Cisco ONE Energy Mgmt Perpetual Lic - 150 DO End Points |  | --- | 0 | 0 | 1 | 0 | 0 | 0
C1-PI-LFAS-4K6K-K9 |  | Cisco ONE PI Device License for LF & AS for Cat 4k, 6k |  | --- | 0 | 0 | 1 | 0 | 0 | 0
C1F1UAIRK9= |  | Cisco ONE Mid-cycle Refresh-Disc Fndn Per-Wireless AP |  | --- | 0 | 100 | 10 | 100 | 0 | 1000
CON-ECMU-C1FPAIR |  | SWSS UPGRADES C1 Foundation Perpetual - Wireless |  | 36 | N/A | 53 | 10 | 53 | 0 | 530
C1-MSE-PAK |  | Cisco ONE MSE License PAK |  | --- | 0 | 0 | 10 | 0 | 0 | 0
C1-MSE-LS-1 |  | Cisco ONE Mobility Services Engine Base Location 1AP license |  | --- | 0 | 0 | 10 | 0 | 0 | 0
C1-ISE-BASE-AP |  | Cisco ONE Identity Services Engine 25 EndPoint Base Lic |  | --- | 0 | 0 | 10 | 0 | 0 | 0
C1-PI-LFAS-AP-K9 |  | Cisco ONE PI Device License for LF & AS for WLAN |  | --- | 0 | 0 | 10 | 0 | 0 | 0
C1-R-WLC-1 |  | Cisco ONE Wireless LAN Controller (Reference, No License) |  | --- | 0 | 0 | 10 | 0 | 0 | 0
SFP-H10GB-CU1M= |  | 10GBASE-CU SFP+ Cable 1 Meter |  | --- | 2 | 100 | 2 | 100 | 0 | 200
SFP-H10GB-CU3M= |  | 10GBASE-CU SFP+ Cable 3 Meter |  | --- | 2 | 100 | 2 | 100 | 0 | 200
AIR-CAP3702I-AK910 |  | 802.11ac Ctrlr 10APs 4x4:3SS w/CleanAir; Int; A Reg Domain |  | --- | 0 | 14950 | 1 | 14950 | 0 | 14950
SWAP3700-RCOVRY-K9 |  | Cisco 3700 Series IOS WIRELESS LAN RECOVERY |  | --- | 0 | 0 | 10 | 0 | 0 | 0
AIR-AP-T-RAIL-R |  | Ceiling Grid Clip for Aironet APs - Recessed Mount (Default) |  | --- | 0 | 0 | 10 | 0 | 0 | 0
AIR-CAP3702I-ABULK |  | BOM Level AP3700i Bulk PID for A reg domain |  | --- | 0 | 0 | 10 | 0 | 0 | 0
AIR-AP-BRACKET-2 |  | 802.11n AP Universal Mounting Bracket |  | --- | 0 | 0 | 10 | 0 | 0 | 0
CP-7821-K9= |  | Cisco UC Phone 7821 - Wall |  | --- | 0 | 255 | 15 | 255 | 0 | 3825
CP-7800-WMK= |  | Spare Wallmount Kit for Cisco UC Phone 7800 Series |  | --- | 0 | 75 | 15 | 75 | 0 | 1125
CP-8845-K9= |  | Cisco IP Phone 8845 - Desk |  | --- | 21 | 575 | 10 | 575 | 0 | 5750 | Changed to 8845
CP-8865-K9= |  | Cisco IP Phone 8865 - Video |  | --- | 21 | 795 | 2 | 795 | 0 | 1590
CP-BEKEM= |  | Cisco IP Phone 8800 Key Expansion Module |  | --- | 0 | 490 | 2 | 490 | 0 | 980
CP-8831-K9= |  | Cisco 8831 Base/Control Panel - Conference |  | --- | 0 | 1395 | 1 | 1395 | 0 | 1395
CP-MIC-WIRED-S= |  | Cisco 8831 Wired Microphone Kit |  | --- | 0 | 350 | 1 | 350 | 0 | 350
CP-DX70-W-K9= |  | Cisco DX70 (White) |  | --- | 21 | 2750 | 0 | 2750 | 0 | 0
CON-SNT-CPDX70WK |  | SNTC-8X5XNBD Cisco Desktop Collaboration Experience D |  | 12 | N/A | 220 | 0 | 220 | 0 | 0
CP-PWR-CORD-NA |  | Power Cord, North America |  | --- | 21 | 0 | 0 | 0 | 0 | 0
VG204XM |  | Cisco VG204XM Analog Voice Gateway |  | --- | 0 | 1295 | 0 | 1295 | 0 | 0
CON-SNT-VG204XM |  | SNTC-8X5XNBD Cisco VG204 Analog V |  | 12 | 0 | 104 | 0 | 104 | 0 | 0
SVG2XIPV-15403M |  | Cisco VG20X Series IOS IP VOICE |  | --- | 0 | 0 | 0 | 0 | 0 | 0
CAB-AC |  | AC Power Cord (North America), C13, NEMA 5-15P, 2.1m |  | --- | 0 | 0 | 0 | 0 | 0 | 0
CAB-ETH-S-RJ45 |  | Yellow Cable for Ethernet, Straight-through, RJ-45, 6 feet |  | --- | 0 | 0 | 0 | 0 | 0 | 0
PWR-30W-AC |  | Power Supply 30 Watt AC |  | --- | 0 | 0 | 0 | 0 | 0 | 0
VG310 |  | Modular 24 FXS Port VoIP Gateway with PVDM3-64 |  | --- | 0 | 5400 | 1 | 5400 | 0 | 5400
CON-SNT-VG310ICV |  | SMARTNET 8X5XNBD Cisco VG310 - Modular 24 FXS Port Voice |  | 36 | N/A | 449 | 1 | 449 | 0 | 449
SVG3XUK9-15403M |  | Cisco VG3X0 UNIVERSAL |  | --- | 0 | 0 | 1 | 0 | 0 | 0
MEM-CF-256MB |  | 256MB Compact Flash for Cisco 1900, 2900, 3900 ISR |  | --- | 0 | 0 | 1 | 0 | 0 | 0
CAB-AC |  | AC Power Cord (North America), C13, NEMA 5-15P, 2.1m |  | --- | 0 | 0 | 1 | 0 | 0 | 0
CAB-CONSOLE-USB |  | Console Cable 6 ft with USB Type A and mini-B |  | --- | 0 | 30 | 1 | 30 | 0 | 30
HWIC-BLANK |  | Blank faceplate for HWIC slot on Cisco ISR |  | --- | 0 | 0 | 1 | 0 | 0 | 0
SL-VG3X0-UC-K9 |  | Cisco VG3X0 Unified Communications License |  | --- | 0 | 0 | 1 | 0 | 0 | 0
SL-VG3X0-IPB-K9 |  | Cisco VG3X0 IP Base License |  | --- | 0 | 0 | 1 | 0 | 0 | 0
CTS-SX10N-K9 |  | SX10 HD w/ wall mount, int 5x cam and mic |  | --- | N/A | 3990 | 1 | 3990 | 0 | 3990
CON-ECDN-CTSSX1NK |  | ESS WITH 8X5XNBD SX10 HD w/ wall mount, int 5x cam and mi |  | 36 | N/A | 320 | 1 | 320 | 0 | 320
PWR-CORD-US-A |  | Pwr Cord US 1.8m Black YP-12 To YC-12 |  | --- | 14 | 0 | 1 | 0 | 0 | 0
LIC-TC-CRYPTO-K9 |  | License key to activate sw encryption module |  | --- | 14 | 0 | 1 | 0 | 0 | 0
CTS-CTRL-DVX-10 |  | Touch 10 Control Device - selectable option |  | --- | 14 | 1500 | 1 | 1500 | 0 | 1500
CON-ECDN-CTLDV10 |  | ESS WITH 8X5XNBD Cisco Touch 10 inch |  | 36 | N/A | 259 | 1 | 259 | 0 | 259
CTS-POE-INJ |  | Touch10 PoE power injector |  | --- | 14 | 99 | 1 | 99 | 0 | 99
CAB-ETH-5M |  | Ethernet cable (5m) for auto expand |  | --- | 14 | 0 | 1 | 0 | 0 | 0
PWR-CORD-US-A |  | Pwr Cord US 1.8m Black YP-12 To YC-12 |  | --- | 14 | 0 | 1 | 0 | 0 | 0
CAB-DV10-4M |  | 4 meter flat grey Ethernet cable for Touch 10 |  | --- | 21 | 0 | 1 | 0 | 0 | 0
PWR-SX10-AC+ |  | Power supply for SX10 |  | --- | N/A | 0 | 1 | 0 | 0 | 0
CTS-SX10NCODEC |  | SX10 Codec |  | --- | N/A | 0 | 1 | 0 | 0 | 0
BRKT-SX10-WMK |  | SX10 Wall Mount |  | --- | 14 | 0 | 1 | 0 | 0 | 0
CTS-RMT-TRC6 |  | Remote Control TRC 6 |  | --- | 14 | 0 | 1 | 0 | 0 | 0
SW-S52030-TC7-K9 |  | SW Image for SX10 |  | --- | 14 | 0 | 1 | 0 | 0 | 0
CAB-2HDMI-2M |  | HDMI-HDMI cab, 2m auto expand |  | --- | 14 | 0 | 1 | 0 | 0 | 0
CAB-DV10-8M- |  | 8 meter flat grey Ethernet cable for Touch 10 |  | --- | 21 | 0 | 1 | 0 | 0 | 0
CAB-PRESO-2HDMI |  | Presentation cable, HDMI to HDMI, 8 meter, gray |  | --- | N/A | 60 | 1 | 60 | 0 | 60
CTS-MIC-TABL20 |  | Cisco TelePresence Table Microphone 20 |  | --- | N/A | 468 | 1 | 468 | 0 | 468
CTS-SX20-PHD12X-K9 |  | SX20 Quick Set HD, NPP, 12xPHDCam, 1 mic, remote cntrl |  | --- | 14 | 11900 | 0 | 11900 | 0 | 0
CON-ECDN-SX2PHD12 |  | ESS WITH 8X5XNBD SX20 Qk Set HD, NPP, 12xPHDCam,1 mic,RC |  | 12 | N/A | 1071 | 0 | 1071 | 0 | 0
CAB-MIC20-EXT |  | Extension cable for the Performance microphone |  | --- | 14 | 30 | 0 | 30 | 0 | 0
PWR-CORD-US-A |  | Pwr Cord US 1.8m Black YP-12 To YC-12 |  | --- | 14 | 0 | 0 | 0 | 0 | 0
CTS-QSC20-MIC |  | Performance Microphone 20 |  | --- | 14 | 468 | 0 | 468 | 0 | 0
CON-ECDN-QSC20MIC |  | ESS WITH 8X5XNBD Precision Microphone 20 |  | 12 | N/A | 42 | 0 | 42 | 0 | 0
CTS-CTRL-DVX-10 |  | Touch 10 Control Device - selectable option |  | --- | 14 | 1500 | 0 | 1500 | 0 | 0
CON-ECDN-CTLDV10 |  | ESS WITH 8X5XNBD Cisco Touch 10 inch |  | 12 | N/A | 259 | 0 | 259 | 0 | 0
CTS-POE-INJ |  | Touch10 PoE power injector |  | --- | 14 | 99 | 0 | 99 | 0 | 0
CTS-SX20-QS-WMK |  | Wall Mount Kit for SX20 |  | --- | 14 | 499 | 0 | 499 | 0 | 0
LIC-SX20-DD |  | Dual Display Option for SX20 |  | --- | 14 | 0 | 0 | 0 | 0 | 0
LIC-SX20-PR |  | Premium Resolution Option for SX20 |  | --- | 14 | 0 | 0 | 0 | 0 | 0
CTS-RMT-TRC5 |  | Remote Control TRC 5 |  | --- | 14 | 0 | 0 | 0 | 0 | 0
CTS-PHD1080P12XS2+ |  | PrecisionHD Camera 1080p 12x Gen 2 for use in auto expand |  | --- | 14 | 0 | 0 | 0 | 0 | 0
CTS-QSC20-MIC+ |  | Performance Mic - for auto expand only |  | --- | 14 | 0 | 0 | 0 | 0 | 0
PWR-CORD-US-A |  | Pwr Cord US 1.8m Black YP-12 To YC-12 |  | --- | 14 | 0 | 0 | 0 | 0 | 0
BRKT-PHD-MONITOR |  | Bracket mounting for 12x PHDCAM to monitor |  | --- | 14 | 0 | 0 | 0 | 0 | 0
CAB-HDMI-PHD12XS |  | Custom 12xcamera cable; HDMI, Cont. and Power (3m) |  | --- | 14 | 0 | 0 | 0 | 0 | 0
LIC-SX20 |  | SX20 License Key |  | --- | 14 | 0 | 0 | 0 | 0 | 0
LIC-SX20-HD |  | High Definition Feature for SX20 |  | --- | 14 | 0 | 0 | 0 | 0 | 0
LIC-SX20-NPP |  | SX20 Natural Presenter Package (NPP) Option |  | --- | 14 | 0 | 0 | 0 | 0 | 0
CAB-DV10-4M |  | 4 meter flat grey Ethernet cable for Touch 10 |  | --- | 21 | 0 | 0 | 0 | 0 | 0
CAB-DV10-8M- |  | 8 meter flat grey Ethernet cable for Touch 10 |  | --- | 21 | 0 | 0 | 0 | 0 | 0
CAB-2HDMI-3M |  | HDMI to HDMI cable |  | --- | 14 | 0 | 0 | 0 | 0 | 0
CTS-SX20CODEC-K9 |  | SX20 Codec - encrypted |  | --- | 14 | 0 | 0 | 0 | 0 | 0
LIC-S52010-TC-K9 |  | License Key Software Encrypted |  | --- | 14 | 0 | 0 | 0 | 0 | 0
SW-S52010-TC7-K9 |  | SW Image for SX20 and MX200/300 (2nd gen) series endpoints |  | --- | 14 | 0 | 0 | 0 | 0 | 0
VIDEO CONFERENCE ACCESSORIES
CTS-QSC20-MIC= |  | Performance Microphone 20 |  | --- | 14 | 468 | 0 | 468 | 0 | 0
CON-ECDN-QSC20MIC |  | ESS WITH 8X5XNBD Precision Microphone 20 |  | 36 | N/A | 42 | 0 | 42 | 0 | 0
CAB-MIC20-EXT= |  | Extension cable for Performance microphone |  | --- | 14 | 30 | 0 | 30 | 0 | 0
CP-8831-MIC-WRLS= |  | Wireless Microphone Kit for Cisco IP Conference Phone 8831 |  | --- | 14 | 676 | 1 | 676 | 0 | 676
[6 empty] | 0 | 0 | 0 | 0 | 0
[6 empty] | 0 | 0 | 0 | 0 | 0
[6 empty] | 0 | 0 | 0 | 0 | 0
ONENTWK-EN-07-10 w/ 4 UPOE/mGig Blades
| 107A MDF 4507-2 - VSS # 2 | [11 empty] | 98648
ONENTWK-EN-07-10 |  | 4507+2xSUP8e, 2x4748-UPoE,10P Bundle |  | --- | 0 | 0 | 1 | 0 | 0 | 0
AIR-CAP3702I-AK910 |  | 802.11ac Ctrlr 10APs 4x4:3SS w/CleanAir; Int; A Reg Domain |  | --- | 0 | 10913.5 | 1 | 10913.5 | 0 | 10913.5
SWAP3700-RCOVRY-K9 |  | Cisco 3700 Series IOS WIRELESS LAN RECOVERY |  | --- | 0 | 0 | 10 | 0 | 0 | 0
AIR-AP-BRACKET-2 |  | 802.11n AP Universal Mounting Bracket |  | --- | 0 | 0 | 10 | 0 | 0 | 0
AIR-AP-T-RAIL-R |  | Ceiling Grid Clip for Aironet APs - Recessed Mount (Default) |  | --- | 0 | 0 | 10 | 0 | 0 | 0
AIR-CAP3702I-ABULK |  | BOM Level AP3700i Bulk PID for A reg domain |  | --- | 0 | 0 | 10 | 0 | 0 | 0
WS-C4507R+E |  | Catalyst4500E 7 slot chassis for 48Gbps/slot, fan, no ps |  | --- | 0 | 5106.35 | 1 | 5106.35 | 0 | 5106.35
CON-SNT-C4507R+E |  | SMARTNET 8X5XNBD Catalyst4500E 7 slot chassis for 48Gbps |  | 36 | N/A | 2760 | 1 | 2760 | 0 | 2760
CAB-CON-C4K-RJ45 |  | Console Cable 6ft with RJ-45-to-RJ-45 |  | --- | 0 | 0 | 1 | 0 | 0 | 0
S45EUK9-S8-37E |  | CAT4500e SUP8e Universal Crypto Image |  | --- | 0 | 0 | 1 | 0 | 0 | 0
C4K-SLOT-CVR-E |  | Catalyst 4500 E-Series Family Slot Cover |  | --- | 0 | 0 | 1 | 0 | 0 | 0
C4500E-IP-ES |  | Paper IP to Ent Services License |  | --- | 0 | 7296.35 | 1 | 7296.35 | 0 | 7296.35
FNF-AP |  | 90 Day Full Functionality Trial of LiveAction software |  | --- | 0 | 0 | 1 | 0 | 0 | 0
EW-JX-50SW |  | Key for Cisco EnergyWise Mgmt (JouleX) 45-day trial License |  | --- | 0 | 0 | 1 | 0 | 0 | 0
WS-X45-SUP8-E |  | Catalyst 4500 E-Series Supervisor 8-E |  | --- | 0 | 14596.35 | 1 | 14596.35 | 0 | 14596.35
SFP-10G-SR-S |  | 10GBASE-SR SFP Module |  | --- | 0 | 650 | 2 | 650 | 0 | 1300 | Added
SFP-10G-LR-S= |  | 10GBASE-LR SFP Module |  |  |  | 1900 | 2 | 1900 | 0 | 3800
WS-X45-SUP8-E/2 |  | Catalyst 4500 E-Series Redundant Supervisor 8-E |  | --- | 0 | 14596.35 | 1 | 14596.35 | 0 | 14596.35
WS-X4748-12X48U+E |  | Catalyst 4500E 48-Port UPOE w/ 12p mGig and 36p 10/100/1000 |  | --- | 0 | 7296.35 | 1 | 7296.35 | 0 | 7296.35
WS-X4748-12X48U+E |  | Catalyst 4500E 48-Port UPOE w/ 12p mGig and 36p 10/100/1000 |  | --- | 0 | 7296.35 | 1 | 7296.35 | 0 | 7296.35
WS-X4748-12X48U+E |  | Catalyst 4500E 48-Port UPOE w/ 12p mGig and 36p 10/100/1000 |  | --- | 0 | 7296.35 | 1 | 7296.35 | 0 | 7296.35 | Added
WS-X4748-12X48U+E |  | Catalyst 4500E 48-Port UPOE w/ 12p mGig and 36p 10/100/1000 |  | --- | 0 | 7296.35 | 1 | 7296.35 | 0 | 7296.35 | Added
PWR-C45-6000ACV |  | Catalyst 4500 6000W AC dual input Power Supply (Data + PoE) |  | --- | 0 | 2916.35 | 1 | 2916.35 | 0 | 2916.35
CAB-AC-2800W-TWLK |  | U.S. Power Cord, Twist Lock, NEMA 6-20 Plug |  | --- | 0 | 0 | 4 | 0 | 0 | 0
PWR-C45-6000ACV/2 |  | Catalyst 4500 6000W AC dual input Power Supply (Data + PoE) |  | --- | 0 | 2916.35 | 1 | 2916.35 | 0 | 2916.35
C1FBUCAT4500S= |  | Cisco ONE Upg-to Foundation Perpetual Cat4500 Bundles Std |  | --- | 0 | 100 | 1 | 100 | 0 | 100
CON-ECMU-C1FBC45S |  | SWSS UPGRADES C1 FND Perpetual Cat4500 Bndl Std |  | 36 | N/A | 1631 | 1 | 1631 | 0 | 1631
C1-ISE-BASE-CAT4K |  | Cisco ONE Identity Services Engine 150 EndPoint Base Lic |  | --- | 0 | 0 | 1 | 0 | 0 | 0
C1-R-C4500E-IPBLIC |  | Cisco ONE IP Base (reference, no lic) |  | --- | 0 | 0 | 1 | 0 | 0 | 0
C1-EGW-150-K9 |  | Cisco ONE Energy Mgmt Perpetual Lic - 150 DO End Points |  | --- | 0 | 0 | 1 | 0 | 0 | 0
C1-PI-LFAS-4K6K-K9 |  | Cisco ONE PI Device License for LF & AS for Cat 4k, 6k |  | --- | 0 | 0 | 1 | 0 | 0 | 0
C1F1UAIRK9= |  | Cisco ONE Mid-cycle Refresh-Disc Fndn Per-Wireless AP |  | --- | 0 | 100 | 10 | 100 | 0 | 1000
CON-ECMU-C1FPAIR |  | SWSS UPGRADES C1 Foundation Perpetual - Wireless |  | 36 | N/A | 53 | 10 | 53 | 0 | 530
C1-MSE-PAK |  | Cisco ONE MSE License PAK |  | --- | 0 | 0 | 10 | 0 | 0 | 0
C1-MSE-LS-1 |  | Cisco ONE Mobility Services Engine Base Location 1AP license |  | --- | 0 | 0 | 10 | 0 | 0 | 0
C1-ISE-BASE-AP |  | Cisco ONE Identity Services Engine 25 EndPoint Base Lic |  | --- | 0 | 0 | 10 | 0 | 0 | 0
C1-PI-LFAS-AP-K9 |  | Cisco ONE PI Device License for LF & AS for WLAN |  | --- | 0 | 0 | 10 | 0 | 0 | 0
C1-R-WLC-1 |  | Cisco ONE Wireless LAN Controller (Reference, No License) |  | --- | 0 | 0 | 10 | 0 | 0 | 0
SFP-H10GB-CU1M= |  | 10GBASE-CU SFP+ Cable 1 Meter |  | --- | 4 | 100 | 2 | 100 | 0 | 200
SFP-H10GB-CU3M= |  | 10GBASE-CU SFP+ Cable 3 Meter |  | --- | 2 | 100 | 2 | 100 | 0 | 200
301 Drennan - Felix Fraga Main Building MDF - WAN/Core/Distribution (VSS) | [14 empty] | 71174
C1-C4500X-16SFP+ |  | Cisco ONE Catalyst 4500-X 16 Port 10G IP Base, Front-to-Back |  | --- | 14 | 16000 | 2 | 16000 | 0 | 32000
CON-SNT-45X16SFP |  | SMARTNET 8X5XNBD C1 Cat 4500-X 16 Port 10G IP Base |  | 36 | N/A | 1080 | 2 | 1080 | 0 | 2160
C4KX-PWR-750AC-R |  | Catalyst 4500X 750W AC front to back cooling power supply |  | --- | 14 | 2000 | 2 | 2000 | 0 | 4000
C4KX-PWR-750AC-R/2 |  | Catalyst 4500X 750W AC front to back cooling 2nd PWR supply |  | --- | 14 | 2000 | 2 | 2000 | 0 | 4000
C1FAPCAT4500X |  | Cisco ONE Foundation Perpetual Cat4500X Std |  | --- | 21 | 180 | 2 | 180 | 0 | 360
CON-ECMU-C1FA4500X |  | SWSS UPGRADES C1 Foundation Perpetual Cat4500X Std |  | 36 | N/A | 27 | 2 | 27 | 0 | 54
C1AAPCAT45001 |  | Cisco ONE Advanced Perpetual Cat4500X 16P and 24P Std |  | --- | 21 | 4000 | 2 | 4000 | 0 | 8000
CON-ECMU-C1AAPCAT4 |  | SWSS UPGRADES Cisco ONE Advanced P |  | 36 | N/A | 600 | 2 | 600 | 0 | 1200
C1-PI-LFAS-4K6K-K9 |  | Cisco ONE PI Device License for LF & AS for Cat 4k, 6k |  | --- | 21 | 0 | 2 | 0 | 0 | 0
C4500X-16P-ES-C1 |  | Cisco ONE Ent. Services license for 16P Catalyst 4500-X |  | --- | 14 | 0 | 2 | 0 | 0 | 0
CAB-US515-C15-US |  | NEMA 5-15 to IEC-C15 8ft US |  | --- | 14 | 0 | 4 | 0 | 0 | 0
S45XUK9-37E |  | CAT4500-X Universal Crypto Image |  | --- | 21 | 0 | 2 | 0 | 0 | 0
SFP-10G-SR-S |  | 10GBASE-SR SFP Module |  | --- | 14 | 650 | 12 | 650 | 0 | 7800 | Added
CVR-X2-SFP10G= |  | X2 to SFP+ Adaptor module |  | --- | 14 | 200 | 14 | 200 | 0 | 2800 | Added
SFP-10G-LR-S= |  | 10GBASE-LR SFP Module |  | --- | 21 | 1900 | 4 | 1900 | 0 | 7600 | Was 2, Now 4
SFP-H10GB-CU1M= |  | 10GBASE-CU SFP+ Cable 1 Meter |  | --- | 4 | 100 | 6 | 100 | 0 | 600
SFP-H10GB-CU3M= |  | 10GBASE-CU SFP+ Cable 3 Meter |  | --- | 4 | 100 | 6 | 100 | 0 | 600
Variphy Licensing | [12 empty] | 231 | 261.8
INST-CDR-1 |  | Variphy Insight CDR - Call History, Call Accounting, etc |  | IDF | 0 | 7.7 | 34 | 7.7 | 0 | 261.8
INST-CDR-1 |  | Variphy Insight CDR - Call History, Call Accounting, etc |  | MDF | 0 | 7.7 | 30 | 7.7 | 0 | 231
APC Uninterruptable Power Supplies
| 206B IDF | [12 empty] | 7638.9
SUA5000RMT5U | APC Smart-UPS 5000VA 208V Rackmount/Tower | APC Smart-UPS 5000VA 208V Rackmount/Tower | 1 |  |  | 3150 | 2 | 3150 | 0 | 6300
AP9626 | APC Step-Down Transformer RM 2U 208V IN 120V OUT | APC Step-Down Transformer RM 2U 208V IN 120V OUT | 1 |  |  | 599 | 1 | 599 | 0 | 599
AP9570 | Rack PDU Basic 1U 30A 208V Four C19s APC Basic Rack PDU input: 208V | Rack PDU Basic 1U 30A 208V Four C19s APC Basic Rack PDU input: 208V | 1 |  |  | 249.99 | 2 | 249.99 | 0 | 499.98
AP9877 | APC Power Cord C19 to C20 | APC Power Cord C19 to C20 | 4 |  |  | 29.99 | 8 | 29.99 | 0 | 239.92
| 107A MDF 4507-1 | [11 empty] | 4118.95
SUA5000RMT5U | APC Smart-UPS 5000VA 208V Rackmount/Tower | APC Smart-UPS 5000VA 208V Rackmount/Tower | 1 |  |  | 3150 | 1 | 3150 | 0 | 3150
AP9626 | APC Step-Down Transformer RM 2U 208V IN 120V OUT | APC Step-Down Transformer RM 2U 208V IN 120V OUT | 1 |  |  | 599 | 1 | 599 | 0 | 599
AP9570 | Rack PDU Basic 1U 30A 208V Four C19s APC Basic Rack PDU input: 208V | Rack PDU Basic 1U 30A 208V Four C19s APC Basic Rack PDU input: 208V | 1 |  |  | 249.99 | 1 | 249.99 | 0 | 249.99
AP9877 | APC Power Cord C19 to C20 | APC Power Cord C19 to C20 | 4 |  |  | 29.99 | 4 | 29.99 | 0 | 119.96
| 107A MDF 4507-2 | [11 empty] | 4118.95
SUA5000RMT5U | APC Smart-UPS 5000VA 208V Rackmount/Tower | APC Smart-UPS 5000VA 208V Rackmount/Tower | 1 |  |  | 3150 | 1 | 3150 | 0 | 3150
AP9626 | APC Step-Down Transformer RM 2U 208V IN 120V OUT | APC Step-Down Transformer RM 2U 208V IN 120V OUT | 1 |  |  | 599 | 1 | 599 | 0 | 599
AP9570 | Rack PDU Basic 1U 30A 208V Four C19s APC Basic Rack PDU input: 208V | Rack PDU Basic 1U 30A 208V Four C19s APC Basic Rack PDU input: 208V | 1 |  |  | 249.99 | 1 | 249.99 | 0 | 249.99
AP9877 | APC Power Cord C19 to C20 | APC Power Cord C19 to C20 | 4 |  |  | 29.99 | 4 | 29.99 | 0 | 119.96
[8 empty] | GRAND TOTAL |  | 501255.55

## (SE) Felix Fraga-Cable
[6 empty] | MDF 107 A - 1st floor | IDF 206 B - 2nd floor |  |  |  | Total
Parts No. | Description | Length | Unit | TOTAL QTY | Price | QTY | QTY | QTY | QTY | QTY | Extended Price
| MISCELLANEOUS |  |  |  |  | 0 | 0 | 0 | 0 | 0
HLT3I-X0 | Panduit Tak-Ty Hook and loop cable ties, 12" length, HLT3I-X0, roll of 10 | 12" | Roll | 12 |  | 7 | 5 |  |  |  | 0
S100X150VAC | Panduit P1 Self-Laminating Label Cassettes for PanTher LS8E hand-held printer. 200 labels per package. | n/a | Cassette | 13 |  | 7 | 6 |  |  |  | 0
NWSLC-3Y | Panduit Orange cable identification sleeve for 3mm Simplex cable, 1" Length, Pack of 100 | n/a | Cassette | 0 | [6 empty] | 0
| CABLES |  |  |  |  | 0 | 0 | 0 | 0 | 0
CPCSSX2-0ZF005 | Commscope, Systimax solution, CAT6A, RJ45, Straight patch cable, No boot, Blue Color | 5 ft | Each | 0 |  | 0 | 0 |  |  |  | 0
CPCSSX2-0ZF007 | Commscope, Systimax solution, CAT6A, RJ45, Straight patch cable, No boot, Blue Color | 7 ft | Each | 216 |  | 120 | 96 |  |  |  | 0
CPCSSX2-0ZF010 | Commscope, Systimax solution, CAT6A, RJ45, Straight patch cable, No boot, Blue Color | 10 ft | Each | 266 |  | 150 | 116 |  |  |  | 0
CPCSSX2-0ZF015 | Commscope, Systimax solution, CAT6A, RJ45, Straight patch cable, No boot, Blue Color | 15 ft | Each | 0 | [6 empty] | 0
CPCSSX2-0ZF020 | Commscope, Systimax solution, CAT6A, RJ45, Straight patch cable, No boot, Blue Color | 20 ft | Each | 0 | [6 empty] | 0
CPCSSX2-0ZF025 | Commscope, Systimax solution, CAT6A, RJ45, Straight patch cable, No boot, Blue Color | 25 ft | Each | 0 | [6 empty] | 0
CPCSSX2-0ZF030 | Commscope, Systimax solution, CAT6A, RJ45, Straight patch cable, No boot, Blue Color | 30 ft | Each | 0 | [6 empty] | 0
CPCSSX2-0ZF035 | Commscope, Systimax solution, CAT6A, RJ45, Straight patch cable, No boot, Blue Color | 35 ft | Each | 0 | [6 empty] | 0
CPC3312-03F005 | Commscope, Systimax solution, CAT6, RJ45, Straight patch cable, No boot, Gray Color | 5 ft | Each | 360 |  | 216 | 144 |  |  |  | 0
CPC3312-03F007 | Commscope, Systimax solution, CAT6, RJ45, Straight patch cable, No boot, Gray Color | 7 ft | Each | 288 |  | 144 | 144 |  |  |  | 0
CPC3312-03F010 | Commscope, Systimax solution, CAT6, RJ45, Straight patch cable, No boot, Gray Color | 10 ft | Each | 0 |  | 0 | 0 |  |  |  | 0 | Will use current HCC inventory for (648) 10' Cables
CPC3312-03F015 | Commscope, Systimax solution, CAT6, RJ45, Straight patch cable, No boot, Gray Color | 15 ft | Each | 60 |  | 40 | 20 |  |  |  | 0
CPC3312-03F025 | Commscope, Systimax solution, CAT6, RJ45, Straight patch cable, No boot, Gray Color | 25 ft | Each | 60 |  | 40 | 20 |  |  |  | 0
CPC3312-03F030 | Commscope, Systimax solution, CAT6, RJ45, Straight patch cable, No boot, Gray Color | 30 ft | Each | 60 |  | 40 | 20 |  |  |  | 0
CPC3312-03F035 | Commscope, Systimax solution, CAT6, RJ45, Straight patch cable, No boot, Gray Color | 35 ft | Each | 60 |  | 40 | 20 |  |  |  | 0
CPC3312-03F050 | Commscope, Systimax solution, CAT6, RJ45, Straight patch cable, No boot, Gray Color | 50 ft | Each | 0 | [6 empty] | 0
| LC - SC |  |  |  |  | 0 | 0 | 0 | 0 | 0
FEXLCSC42-MXF010 | Commscope, Systimax solution, LC - SC , 10Gb Duplex Multimode 50/125 OM4 fiber cable, Aqua color | 10 ft | Each | 60 |  | 52 | 8 |  |  |  | 0
FEXLCSC42-MXF015 | Commscope, Systimax solution, LC - SC , 10Gb Duplex Multimode 50/125 OM4 fiber cable, Aqua color | 15 ft | Each | 0 | [6 empty] | 0
FEXLCSC42-MXF020 | Commscope, Systimax solution, LC - SC , 10Gb Duplex Multimode 50/125 OM4 fiber cable, Aqua color | 20 ft | Each | 0 | [6 empty] | 0
FEXLCSC42-MXF025 | Commscope, Systimax solution, LC - SC , 10Gb Duplex Multimode 50/125 OM4 fiber cable, Aqua color | 25 ft | Each | 0 | [6 empty] | 0
FEXLCSC42-MXF030 | Commscope, Systimax solution, LC - SC , 10Gb Duplex Multimode 50/125 OM4 fiber cable, Aqua color | 30 ft | Each | 0 | [6 empty] | 0
FEXLCSC42-MXF035 | Commscope, Systimax solution, LC - SC , 10Gb Duplex Multimode 50/125 OM4 fiber cable, Aqua color | 35 ft | Each | 0 | [6 empty] | 0
FEXLCSC42-MXF040 | Commscope, Systimax solution, LC - SC , 10Gb Duplex Multimode 50/125 OM4 fiber cable, Aqua color | 40 ft | Each | 0 | [6 empty] | 0
FEXLCSC42-MXF045 | Commscope, Systimax solution, LC - SC , 10Gb Duplex Multimode 50/125 OM4 fiber cable, Aqua color | 45 ft | Each | 0 | [6 empty] | 0
FEXLCSC42-MXF050 | Commscope, Systimax solution, LC - SC , 10Gb Duplex Multimode 50/125 OM4 fiber cable, Aqua color | 50 ft | Each | 0 | [6 empty] | 0
| LC - LC |  |  |  |  | 0 | 0 | 0 | 0 | 0
FEXLCLC42-MXF010 | Commscope, Systimax solution, LC - LC , 10Gb Duplex Multimode 50/125 OM4 fiber cable, Aqua color | 10 ft | Each | 18 |  | 18 |  |  |  |  | 0
FEXLCLC42-MXF015 | Commscope, Systimax solution, LC - LC , 10Gb Duplex Multimode 50/125 OM4 fiber cable, Aqua color | 15 ft | Each | 0 | [6 empty] | 0
FEXLCLC42-MXF020 | Commscope, Systimax solution, LC - LC , 10Gb Duplex Multimode 50/125 OM4 fiber cable, Aqua color | 20 ft | Each | 0 | [6 empty] | 0
FEXLCLC42-MXF025 | Commscope, Systimax solution, LC - LC , 10Gb Duplex Multimode 50/125 OM4 fiber cable, Aqua color | 25 ft | Each | 0 | [6 empty] | 0
FEXLCLC42-MXF030 | Commscope, Systimax solution, LC - LC , 10Gb Duplex Multimode 50/125 OM4 fiber cable, Aqua color | 30 ft | Each | 0 | [6 empty] | 0
FEXLCLC42-MXF035 | Commscope, Systimax solution, LC - LC , 10Gb Duplex Multimode 50/125 OM4 fiber cable, Aqua color | 35 ft | Each | 0 | [6 empty] | 0
FEXLCLC42-MXF040 | Commscope, Systimax solution, LC - LC , 10Gb Duplex Multimode 50/125 OM4 fiber cable, Aqua color | 40 ft | Each | 0 | [6 empty] | 0
FEXLCLC42-MXF045 | Commscope, Systimax solution, LC - LC , 10Gb Duplex Multimode 50/125 OM4 fiber cable, Aqua color | 45 ft | Each | 0 | [6 empty] | 0
FEXLCLC42-MXF050 | Commscope, Systimax solution, LC - LC , 10Gb Duplex Multimode 50/125 OM4 fiber cable, Aqua color | 50 ft | Each | 0 | [6 empty] | 0
| SC - SC |  |  |  |  | 0 | 0 | 0 | 0 | 0
FEXSCSC42-MXF010 | Commscope, Systimax solution, SC - SC , 10Gb Duplex Multimode 50/125 OM4 fiber cable, Aqua color | 10 ft | Each | 0 | [6 empty] | 0
FEXSCSC42-MXF015 | Commscope, Systimax solution, SC - SC , 10Gb Duplex Multimode 50/125 OM4 fiber cable, Aqua color | 15 ft | Each | 0 | [6 empty] | 0
FEXSCSC42-MXF020 | Commscope, Systimax solution, SC - SC , 10Gb Duplex Multimode 50/125 OM4 fiber cable, Aqua color | 20 ft | Each | 0 | [6 empty] | 0
FEXSCSC42-MXF025 | Commscope, Systimax solution, SC - SC , 10Gb Duplex Multimode 50/125 OM4 fiber cable, Aqua color | 25 ft | Each | 0 | [6 empty] | 0
FEXSCSC42-MXF030 | Commscope, Systimax solution, SC - SC , 10Gb Duplex Multimode 50/125 OM4 fiber cable, Aqua color | 30 ft | Each | 0 | [6 empty] | 0
FEXSCSC42-MXF035 | Commscope, Systimax solution, SC - SC , 10Gb Duplex Multimode 50/125 OM4 fiber cable, Aqua color | 35 ft | Each | 0 | [6 empty] | 0
FEXSCSC42-MXF040 | Commscope, Systimax solution, SC - SC , 10Gb Duplex Multimode 50/125 OM4 fiber cable, Aqua color | 40 ft | Each | 0 | [6 empty] | 0
FEXSCSC42-MXF045 | Commscope, Systimax solution, SC - SC , 10Gb Duplex Multimode 50/125 OM4 fiber cable, Aqua color | 45 ft | Each | 0 | [6 empty] | 0
FEXSCSC42-MXF050 | Commscope, Systimax solution, SC - SC , 10Gb Duplex Multimode 50/125 OM4 fiber cable, Aqua color | 50 ft | Each | 0 | [6 empty] | 0
| LC - SC |  |  |  |  | 0 | 0 | 0 | 0 | 0
FEWLCSC42-JXF010 | Commscope, Systimax solution, LC - SC , TERASPEED Singlemode 8.3/125 SM fiber cable, Yellow color | 10 ft | Each | 20 |  | 20 |  |  |  |  | 0
FEWLCSC42-JXF015 | Commscope, Systimax solution, LC - SC , TERASPEED Singlemode 8.3/125 SM fiber cable, Yellow color | 15 ft | Each | 0 | [6 empty] | 0
FEWLCSC42-JXF020 | Commscope, Systimax solution, LC - SC , TERASPEED Singlemode 8.3/125 SM fiber cable, Yellow color | 20 ft | Each | 0 | [6 empty] | 0
FEWLCSC42-JXF025 | Commscope, Systimax solution, LC - SC , TERASPEED Singlemode 8.3/125 SM fiber cable, Yellow color | 25 ft | Each | 0 | [6 empty] | 0
FEWLCSC42-JXF030 | Commscope, Systimax solution, LC - SC , TERASPEED Singlemode 8.3/125 SM fiber cable, Yellow color | 30 ft | Each | 0 | [6 empty] | 0
FEWLCSC42-JXF035 | Commscope, Systimax solution, LC - SC , TERASPEED Singlemode 8.3/125 SM fiber cable, Yellow color | 35 ft | Each | 0 | [6 empty] | 0
FEWLCSC42-JXF040 | Commscope, Systimax solution, LC - SC , TERASPEED Singlemode 8.3/125 SM fiber cable, Yellow color | 40 ft | Each | 0 | [6 empty] | 0
FEWLCSC42-JXF045 | Commscope, Systimax solution, LC - SC , TERASPEED Singlemode 8.3/125 SM fiber cable, Yellow color | 45 ft | Each | 0 | [6 empty] | 0
FEWLCSC42-JXF050 | Commscope, Systimax solution, LC - SC , TERASPEED Singlemode 8.3/125 SM fiber cable, Yellow color | 50 ft | Each | 0 | [6 empty] | 0
| ANALOG |  |  |  |  | 0 | 0 | 0 | 0 | 0
N154-050-C3 | TRIPPLITE - Cat3 25-Pair Telco Cable (RJ21 M to Open End), 50-ft. | 50 ft | Each | 0 | [6 empty] | 0
N154-100-C3 | TRIPPLITE - Cat3 25-Pair Telco Cable (RJ21 M to Open End), 100-ft. | 100 ft | Each | 0 | [6 empty] | 0
P110KB1005Y | Panduit PAN-PUNCH 110 - punch-down block | n/a | Each | 0 | [6 empty] | 0
25-3-PX-50-GY | 25PAIR TELCO M-BL 50FT | 50 ft | Each | 0 | [6 empty] | 0
S700A110-B1-50 | Siemon's 50-pair pre-wired S110 block with legs | n/a | Each | 1 |  | 1 |  |  |  |  | 0
ELN25T-0025-MM | Blackbox CAT3 Telco Connector Cable (UTP), PVC (25-3-PP-25-GY) | 25 ft | Each | 0 | [6 empty] | 0
ELN25TP-0025-MM | Blackbox CAT3 Telco Connector Cable (UTP), PLENUM (25PP25PL3) | 25 ft | Each | 0 | [6 empty] | 0
ELN25T-0050-MM | Blackbox CAT3 Telco Connector Cable (UTP), PVC (25-3-PP-50-GY) | 50 ft | Each | 1 |  | 1 |  |  |  |  | 0
ELN25TP-0050-MM | Blackbox CAT3 Telco Connector Cable (UTP), PLENUM (25PP50PL3) | 50 ft | Each | 0 | [6 empty] | 0
S110P1-P1-15 | Siemon cable, 1 Pair Double Ended 110 Patchcord, 110 TO 110 | 15 ft | Each | 0 | [6 empty] | 0
S110P1-U1-15 | Siemon cable, 1 Pair Double Ended 110 Patchcord, 110 TO RJ11 | 15 ft | Each | 30 |  | 30 |  |  |  |  | 0
S110P1-U4-15 | Siemon cable, 1 Pair Double Ended 110 Patchcord, 110 TO RJ45 | 15 ft | Each | 0 | [6 empty] | 0
02970 | Cables2Go, RJ11 Modular Telephone Cable, RJ11 to RJ11, 7ft | 7ft | Each | 0 | [6 empty] | 0
09590 | Cables2Go, RJ11 Modular Telephone Cable, RJ11 to RJ11, 14ft | 14ft | Each | 0 |  | 30 |  |  |  |  | 0
EYN7001BL-1000 | Blackbox Cross-Connect Wire, 1 Pair, White/Blue w Blue - 1000ft | 1000 ft | Each | 3 |  | 2 | 1 |  |  |  | 0
[9 empty] | GRAND TOTAL |  | 0

## SE-Student Life-Opt 2
SE-Eastside Student Life | [7 empty] | Hardware Discount %
Smartnet Discount %
Variphy Lic Discount %
[8 empty] | SUA5000RMT5U Disc % | APC Smart-UPS 5000VA 208V Rackmount/Tower
Replace the existing 6504 in the Learning Hub MDF w/ 2x4500X (VSS) | [7 empty] | AP9626 Discount % | APC Step-Down Transformer RM 2U 208V IN 120V OUT
[8 empty] | AP9570 Discount % | Rack PDU Basic 1U 30A 208V Four C19s APC Basic Rack PDU input: 208V
[8 empty] | AP9877 Discount % | APC Power Cord C19 to C20
Part Number |  | Description |  | Service Duration | Lead Time | Unit List Price | Qty | Unit Net Price | Disc(%) | Extended Net Price |  |  | IDF 111 | MDF replacement
Cisco Network Equipment
ONENTWK-ENT-10-10 w/ 6 UPOE/mGig Blades | [10 empty] | TOTALS: | 292776.3 | 192022.3 | 100754 | 0 | 0 | 0
| 111 IDF - 4510 | [11 empty] | 183998.4
ONENTWK-ENT-10-10 |  | 4510,2xSUP8e, 4x4748-UPoE,10AP Bundle |  | --- | 0 | 0 | 1 | 0 | 0 | 0
WS-C4510R+E |  | Catalyst 4500E 10 slot chassis for 48Gbps/slot, fan, no ps |  | --- | 0 | 7596.2 | 1 | 7596.2 | 0 | 7596.2
CON-SNT-C4510R+E |  | SMARTNET 8X5XNBD Catalyst 4500E 10 slot chassis for 48Gbp |  | 36 | N/A | 5250 | 1 | 5250 | 0 | 5250
CAB-CON-C4K-RJ45 |  | Console Cable 6ft with RJ-45-to-RJ-45 |  | --- | 0 | 0 | 1 | 0 | 0 | 0
S45EUK9-S8-37E |  | CAT4500e SUP8e Universal Crypto Image |  | --- | 0 | 0 | 1 | 0 | 0 | 0
C4K-SLOT-CVR-E |  | Catalyst 4500 E-Series Family Slot Cover |  | --- | 0 | 0 | 1 | 0 | 0 | 0
C4500E-IP-ES |  | Paper IP to Ent Services License |  | --- | 0 | 7596.2 | 1 | 7596.2 | 0 | 7596.2
FNF-AP |  | 90 Day Full Functionality Trial of LiveAction software |  | --- | 0 | 0 | 1 | 0 | 0 | 0
EW-JX-50SW |  | Key for Cisco EnergyWise Mgmt (JouleX) 45-day trial License |  | --- | 0 | 0 | 1 | 0 | 0 | 0
WS-X45-SUP8-E |  | Catalyst 4500 E-Series Supervisor 8-E |  | --- | 0 | 15196.2 | 1 | 15196.2 | 0 | 15196.2
SFP-10G-LR-S= |  | 10GBASE-LR SFP Module |  |  |  | 1900 | 4 | 1900 | 0 | 7600
WS-X45-SUP8-E/2 |  | Catalyst 4500 E-Series Redundant Supervisor 8-E |  | --- | 0 | 15196.2 | 1 | 15196.2 | 0 | 15196.2
WS-X4748-12X48U+E |  | Catalyst 4500E 48-Port UPOE w/ 12p mGig and 36p 10/100/1000 |  | --- | 0 | 7596.2 | 1 | 7596.2 | 0 | 7596.2
WS-X4748-12X48U+E |  | Catalyst 4500E 48-Port UPOE w/ 12p mGig and 36p 10/100/1000 |  | --- | 0 | 7596.2 | 1 | 7596.2 | 0 | 7596.2
WS-X4748-12X48U+E |  | Catalyst 4500E 48-Port UPOE w/ 12p mGig and 36p 10/100/1000 |  | --- | 0 | 7596.2 | 1 | 7596.2 | 0 | 7596.2
WS-X4748-12X48U+E |  | Catalyst 4500E 48-Port UPOE w/ 12p mGig and 36p 10/100/1000 |  | --- | 0 | 7596.2 | 1 | 7596.2 | 0 | 7596.2
WS-X4748-12X48U+E |  | Catalyst 4500E 48-Port UPOE w/ 12p mGig and 36p 10/100/1000 |  | --- | 0 | 7596.2 | 1 | 7596.2 | 0 | 7596.2 | Added
WS-X4748-12X48U+E |  | Catalyst 4500E 48-Port UPOE w/ 12p mGig and 36p 10/100/1000 |  | --- | 0 | 7596.2 | 1 | 7596.2 | 0 | 7596.2 | Added
PWR-C45-9000ACV |  | Catalyst 4500E 9000W AC triple input Power Supply (Data + Po |  | --- | 0 | 4556.2 | 1 | 4556.2 | 0 | 4556.2
CAB-AC-2800W-TWLK |  | U.S. Power Cord, Twist Lock, NEMA 6-20 Plug |  | --- | 0 | 0 | 6 | 0 | 0 | 0
PWR-C45-9000ACV/2 |  | Catalyst 4500E 9000W AC triple input Power Supply (Data + Po |  | --- | 0 | 4556.2 | 1 | 4556.2 | 0 | 4556.2
AIR-CAP3702I-AK910 |  | 802.11ac Ctrlr 10APs 4x4:3SS w/CleanAir; Int; A Reg Domain |  | --- | 0 | 11362 | 1 | 11362 | 0 | 11362
SWAP3700-RCOVRY-K9 |  | Cisco 3700 Series IOS WIRELESS LAN RECOVERY |  | --- | 0 | 0 | 10 | 0 | 0 | 0
AIR-AP-BRACKET-2 |  | 802.11n AP Universal Mounting Bracket |  | --- | 0 | 0 | 10 | 0 | 0 | 0
AIR-AP-T-RAIL-R |  | Ceiling Grid Clip for Aironet APs - Recessed Mount (Default) |  | --- | 0 | 0 | 10 | 0 | 0 | 0
AIR-CAP3702I-ABULK |  | BOM Level AP3700i Bulk PID for A reg domain |  | --- | 0 | 0 | 10 | 0 | 0 | 0
C1FBUCAT4500S= |  | Cisco ONE Upg-to Foundation Perpetual Cat4500 Bundles Std |  | --- | 0 | 100 | 1 | 100 | 0 | 100
CON-ECMU-C1FBC45S |  | SWSS UPGRADES C1 FND Perpetual Cat4500 Bndl Std |  | 36 | N/A | 1631 | 1 | 1631 | 0 | 1631
C1-ISE-BASE-CAT4K |  | Cisco ONE Identity Services Engine 150 EndPoint Base Lic |  | --- | 0 | 0 | 1 | 0 | 0 | 0
C1-R-C4500E-IPBLIC |  | Cisco ONE IP Base (reference, no lic) |  | --- | 0 | 0 | 1 | 0 | 0 | 0
C1-EGW-150-K9 |  | Cisco ONE Energy Mgmt Perpetual Lic - 150 DO End Points |  | --- | 0 | 0 | 1 | 0 | 0 | 0
C1-PI-LFAS-4K6K-K9 |  | Cisco ONE PI Device License for LF & AS for Cat 4k, 6k |  | --- | 0 | 0 | 1 | 0 | 0 | 0
C1F1UAIRK9= |  | Cisco ONE Mid-cycle Refresh-Disc Fndn Per-Wireless AP |  | --- | 0 | 100 | 10 | 100 | 0 | 1000
CON-ECMU-C1FPAIR |  | SWSS UPGRADES C1 Foundation Perpetual - Wireless |  | 36 | N/A | 53 | 10 | 53 | 0 | 530
C1-MSE-LS-1 |  | Cisco ONE Mobility Services Engine Base Location 1AP license |  | --- | 0 | 0 | 10 | 0 | 0 | 0
C1-ISE-BASE-AP |  | Cisco ONE Identity Services Engine 25 EndPoint Base Lic |  | --- | 0 | 0 | 10 | 0 | 0 | 0
C1-PI-LFAS-AP-K9 |  | Cisco ONE PI Device License for LF & AS for WLAN |  | --- | 0 | 0 | 10 | 0 | 0 | 0
C1-R-WLC-1 |  | Cisco ONE Wireless LAN Controller (Reference, No License) |  | --- | 0 | 0 | 10 | 0 | 0 | 0
C1-MSE-PAK |  | Cisco ONE MSE License PAK |  | --- | 0 | 0 | 10 | 0 | 0 | 0
AIR-CAP3702I-AK910 |  | 802.11ac Ctrlr 10APs 4x4:3SS w/CleanAir; Int; A Reg Domain |  | --- | 0 | 14950 | 2 | 14950 | 0 | 29900
SWAP3700-RCOVRY-K9 |  | Cisco 3700 Series IOS WIRELESS LAN RECOVERY |  | --- | 0 | 0 | 20 | 0 | 0 | 0
AIR-AP-T-RAIL-R |  | Ceiling Grid Clip for Aironet APs - Recessed Mount (Default) |  | --- | 0 | 0 | 20 | 0 | 0 | 0
AIR-CAP3702I-ABULK |  | BOM Level AP3700i Bulk PID for A reg domain |  | --- | 0 | 0 | 20 | 0 | 0 | 0
AIR-AP-BRACKET-2 |  | 802.11n AP Universal Mounting Bracket |  | --- | 0 | 0 | 20 | 0 | 0 | 0
CP-7821-K9= |  | Cisco UC Phone 7821 - Wall |  | --- | 0 | 255 | 10 | 255 | 0 | 2550
CP-7800-WMK= |  | Spare Wallmount Kit for Cisco UC Phone 7800 Series |  | --- | 0 | 75 | 10 | 75 | 0 | 750
CP-8845-K9= |  | Cisco IP Phone 8845 - Desk |  | --- | 21 | 575 | 20 | 575 | 0 | 11500 | Changed to 8845
CP-8865-K9= |  | Cisco IP Phone 8865 - Video |  | --- | 21 | 795 | 2 | 795 | 0 | 1590
CP-BEKEM= |  | Cisco IP Phone 8800 Key Expansion Module |  | --- | 0 | 490 | 2 | 490 | 0 | 980
CP-8831-K9= |  | Cisco 8831 Base/Control Panel - Conference |  | --- | 0 | 1395 | 1 | 1395 | 0 | 1395
CP-MIC-WIRED-S= |  | Cisco 8831 Wired Microphone Kit |  | --- | 0 | 350 | 1 | 350 | 0 | 350
CP-DX70-W-K9= |  | Cisco DX70 (White) |  | --- | 21 | 2750 | 0 | 2750 | 0 | 0
CON-SNT-CPDX70WK |  | SNTC-8X5XNBD Cisco Desktop Collaboration Experience D |  | 12 | N/A | 220 | 0 | 220 | 0 | 0
CP-PWR-CORD-NA |  | Power Cord, North America |  | --- | 21 | 0 | 0 | 0 | 0 | 0
VG204XM |  | Cisco VG204XM Analog Voice Gateway |  | --- | 0 | 1295 | 0 | 1295 | 0 | 0
CON-SNT-VG204XM |  | SNTC-8X5XNBD Cisco VG204 Analog V |  | 12 | 0 | 104 | 0 | 104 | 0 | 0
SVG2XIPV-15403M |  | Cisco VG20X Series IOS IP VOICE |  | --- | 0 | 0 | 0 | 0 | 0 | 0
CAB-AC |  | AC Power Cord (North America), C13, NEMA 5-15P, 2.1m |  | --- | 0 | 0 | 0 | 0 | 0 | 0
CAB-ETH-S-RJ45 |  | Yellow Cable for Ethernet, Straight-through, RJ-45, 6 feet |  | --- | 0 | 0 | 0 | 0 | 0 | 0
PWR-30W-AC |  | Power Supply 30 Watt AC |  | --- | 0 | 0 | 0 | 0 | 0 | 0
VG310 |  | Modular 24 FXS Port VoIP Gateway with PVDM3-64 |  | --- | 0 | 5400 | 0 | 5400 | 0 | 0
CON-SNT-VG310ICV |  | SMARTNET 8X5XNBD Cisco VG310 - Modular 24 FXS Port Voice |  | 12 | N/A | 449 | 0 | 449 | 0 | 0
SVG3XUK9-15403M |  | Cisco VG3X0 UNIVERSAL |  | --- | 0 | 0 | 0 | 0 | 0 | 0
MEM-CF-256MB |  | 256MB Compact Flash for Cisco 1900, 2900, 3900 ISR |  | --- | 0 | 0 | 0 | 0 | 0 | 0
CAB-AC |  | AC Power Cord (North America), C13, NEMA 5-15P, 2.1m |  | --- | 0 | 0 | 0 | 0 | 0 | 0
CAB-CONSOLE-USB |  | Console Cable 6 ft with USB Type A and mini-B |  | --- | 0 | 30 | 0 | 30 | 0 | 0
HWIC-BLANK |  | Blank faceplate for HWIC slot on Cisco ISR |  | --- | 0 | 0 | 0 | 0 | 0 | 0
SL-VG3X0-UC-K9 |  | Cisco VG3X0 Unified Communications License |  | --- | 0 | 0 | 0 | 0 | 0 | 0
SL-VG3X0-IPB-K9 |  | Cisco VG3X0 IP Base License |  | --- | 0 | 0 | 0 | 0 | 0 | 0
CTS-SX10N-K9 |  | SX10 HD w/ wall mount, int 5x cam and mic |  | --- | N/A | 3990 | 1 | 3990 | 0 | 3990
CON-ECDN-CTSSX1NK |  | ESS WITH 8X5XNBD SX10 HD w/ wall mount, int 5x cam and mi |  | 36 | N/A | 320 | 1 | 320 | 0 | 320
PWR-CORD-US-A |  | Pwr Cord US 1.8m Black YP-12 To YC-12 |  | --- | 14 | 0 | 1 | 0 | 0 | 0
LIC-TC-CRYPTO-K9 |  | License key to activate sw encryption module |  | --- | 14 | 0 | 1 | 0 | 0 | 0
CTS-CTRL-DVX-10 |  | Touch 10 Control Device - selectable option |  | --- | 14 | 1500 | 1 | 1500 | 0 | 1500
CON-ECDN-CTLDV10 |  | ESS WITH 8X5XNBD Cisco Touch 10 inch |  | 36 | N/A | 259 | 1 | 259 | 0 | 259
CTS-POE-INJ |  | Touch10 PoE power injector |  | --- | 14 | 99 | 1 | 99 | 0 | 99
CAB-ETH-5M |  | Ethernet cable (5m) for auto expand |  | --- | 14 | 0 | 1 | 0 | 0 | 0
PWR-CORD-US-A |  | Pwr Cord US 1.8m Black YP-12 To YC-12 |  | --- | 14 | 0 | 1 | 0 | 0 | 0
CAB-DV10-4M |  | 4 meter flat grey Ethernet cable for Touch 10 |  | --- | 21 | 0 | 1 | 0 | 0 | 0
PWR-SX10-AC+ |  | Power supply for SX10 |  | --- | N/A | 0 | 1 | 0 | 0 | 0
CTS-SX10NCODEC |  | SX10 Codec |  | --- | N/A | 0 | 1 | 0 | 0 | 0
BRKT-SX10-WMK |  | SX10 Wall Mount |  | --- | 14 | 0 | 1 | 0 | 0 | 0
CTS-RMT-TRC6 |  | Remote Control TRC 6 |  | --- | 14 | 0 | 1 | 0 | 0 | 0
SW-S52030-TC7-K9 |  | SW Image for SX10 |  | --- | 14 | 0 | 1 | 0 | 0 | 0
CAB-2HDMI-2M |  | HDMI-HDMI cab, 2m auto expand |  | --- | 14 | 0 | 1 | 0 | 0 | 0
CAB-DV10-8M- |  | 8 meter flat grey Ethernet cable for Touch 10 |  | --- | 21 | 0 | 1 | 0 | 0 | 0
CAB-PRESO-2HDMI |  | Presentation cable, HDMI to HDMI, 8 meter, gray |  | --- | N/A | 60 | 1 | 60 | 0 | 60
CTS-MIC-TABL20 |  | Cisco TelePresence Table Microphone 20 |  | --- | N/A | 468 | 1 | 468 | 0 | 468
CTS-SX20-PHD12X-K9 |  | SX20 Quick Set HD, NPP, 12xPHDCam, 1 mic, remote cntrl |  | --- | 14 | 11900 | 0 | 11900 | 0 | 0
CON-ECDN-SX2PHD12 |  | ESS WITH 8X5XNBD SX20 Qk Set HD, NPP, 12xPHDCam,1 mic,RC |  | 12 | N/A | 1071 | 0 | 1071 | 0 | 0
CAB-MIC20-EXT |  | Extension cable for the Performance microphone |  | --- | 14 | 30 | 0 | 30 | 0 | 0
PWR-CORD-US-A |  | Pwr Cord US 1.8m Black YP-12 To YC-12 |  | --- | 14 | 0 | 0 | 0 | 0 | 0
CTS-QSC20-MIC |  | Performance Microphone 20 |  | --- | 14 | 468 | 0 | 468 | 0 | 0
CON-ECDN-QSC20MIC |  | ESS WITH 8X5XNBD Precision Microphone 20 |  | 12 | N/A | 42 | 0 | 42 | 0 | 0
CTS-CTRL-DVX-10 |  | Touch 10 Control Device - selectable option |  | --- | 14 | 1500 | 0 | 1500 | 0 | 0
CON-ECDN-CTLDV10 |  | ESS WITH 8X5XNBD Cisco Touch 10 inch |  | 12 | N/A | 259 | 0 | 259 | 0 | 0
CTS-POE-INJ |  | Touch10 PoE power injector |  | --- | 14 | 99 | 0 | 99 | 0 | 0
CTS-SX20-QS-WMK |  | Wall Mount Kit for SX20 |  | --- | 14 | 499 | 0 | 499 | 0 | 0
LIC-SX20-DD |  | Dual Display Option for SX20 |  | --- | 14 | 0 | 0 | 0 | 0 | 0
LIC-SX20-PR |  | Premium Resolution Option for SX20 |  | --- | 14 | 0 | 0 | 0 | 0 | 0
CTS-RMT-TRC5 |  | Remote Control TRC 5 |  | --- | 14 | 0 | 0 | 0 | 0 | 0
CTS-PHD1080P12XS2+ |  | PrecisionHD Camera 1080p 12x Gen 2 for use in auto expand |  | --- | 14 | 0 | 0 | 0 | 0 | 0
CTS-QSC20-MIC+ |  | Performance Mic - for auto expand only |  | --- | 14 | 0 | 0 | 0 | 0 | 0
PWR-CORD-US-A |  | Pwr Cord US 1.8m Black YP-12 To YC-12 |  | --- | 14 | 0 | 0 | 0 | 0 | 0
BRKT-PHD-MONITOR |  | Bracket mounting for 12x PHDCAM to monitor |  | --- | 14 | 0 | 0 | 0 | 0 | 0
CAB-HDMI-PHD12XS |  | Custom 12xcamera cable; HDMI, Cont. and Power (3m) |  | --- | 14 | 0 | 0 | 0 | 0 | 0
LIC-SX20 |  | SX20 License Key |  | --- | 14 | 0 | 0 | 0 | 0 | 0
LIC-SX20-HD |  | High Definition Feature for SX20 |  | --- | 14 | 0 | 0 | 0 | 0 | 0
LIC-SX20-NPP |  | SX20 Natural Presenter Package (NPP) Option |  | --- | 14 | 0 | 0 | 0 | 0 | 0
CAB-DV10-4M |  | 4 meter flat grey Ethernet cable for Touch 10 |  | --- | 21 | 0 | 0 | 0 | 0 | 0
CAB-DV10-8M- |  | 8 meter flat grey Ethernet cable for Touch 10 |  | --- | 21 | 0 | 0 | 0 | 0 | 0
CAB-2HDMI-3M |  | HDMI to HDMI cable |  | --- | 14 | 0 | 0 | 0 | 0 | 0
CTS-SX20CODEC-K9 |  | SX20 Codec - encrypted |  | --- | 14 | 0 | 0 | 0 | 0 | 0
LIC-S52010-TC-K9 |  | License Key Software Encrypted |  | --- | 14 | 0 | 0 | 0 | 0 | 0
SW-S52010-TC7-K9 |  | SW Image for SX20 and MX200/300 (2nd gen) series endpoints |  | --- | 14 | 0 | 0 | 0 | 0 | 0
VIDEO CONFERENCE ACCESSORIES
CTS-QSC20-MIC= |  | Performance Microphone 20 |  | --- | 14 | 468 | 1 | 468 | 0 | 468
CON-ECDN-QSC20MIC |  | ESS WITH 8X5XNBD Precision Microphone 20 |  | 36 | N/A | 42 | 1 | 42 | 0 | 42
CAB-MIC20-EXT= |  | Extension cable for Performance microphone |  | --- | 14 | 30 | 1 | 30 | 0 | 30
CP-8831-MIC-WRLS= |  | Wireless Microphone Kit for Cisco IP Conference Phone 8831 |  | --- | 14 | 676 | 0 | 676 | 0 | 0
[6 empty] | 0 | 0 | 0 | 0 | 0
[6 empty] | 0 | 0 | 0 | 0 | 0
[6 empty] | 0 | 0 | 0 | 0 | 0
SE-Learning Hub MDF - WAN/Core/Distribution (VSS) | [13 empty] | 100754
C1-C4500X-24X-IPB |  | Cisco ONE Catalyst 4500-X 24 Port 10G IP Base, Front-to-Back |  | --- | 14 | 20000 | 2 | 20000 | 0 | 40000
CON-SNT-4524XIPB |  | SMARTNET 8X5XNBD C1 Cat 4500-X 24 Port 10G IP Base |  | 36 | N/A | 1320 | 2 | 1320 | 0 | 2640
C4KX-PWR-750AC-R |  | Catalyst 4500X 750W AC front to back cooling power supply |  | --- | 14 | 2000 | 2 | 2000 | 0 | 4000
C4KX-PWR-750AC-R/2 |  | Catalyst 4500X 750W AC front to back cooling 2nd PWR supply |  | --- | 14 | 2000 | 2 | 2000 | 0 | 4000
C1FAPCAT4500X |  | Cisco ONE Foundation Perpetual Cat4500X Std |  | --- | 21 | 180 | 2 | 180 | 0 | 360
CON-ECMU-C1FA4500X |  | SWSS UPGRADES C1 Foundation Perpetual Cat4500X Std |  | 36 | N/A | 27 | 2 | 27 | 0 | 54
C1AAPCAT45001 |  | Cisco ONE Advanced Perpetual Cat4500X 16P and 24P Std |  | --- | 21 | 4000 | 2 | 4000 | 0 | 8000
CON-ECMU-C1AAPCAT4 |  | SWSS UPGRADES Cisco ONE Advanced P |  | 36 | N/A | 600 | 2 | 600 | 0 | 1200
C1-PI-LFAS-4K6K-K9 |  | Cisco ONE PI Device License for LF & AS for Cat 4k, 6k |  | --- | 21 | 0 | 2 | 0 | 0 | 0
C4500X-16P-ES-C1 |  | Cisco ONE Ent. Services license for 16P Catalyst 4500-X |  | --- | 14 | 0 | 2 | 0 | 0 | 0
CAB-US515-C15-US |  | NEMA 5-15 to IEC-C15 8ft US |  | --- | 14 | 0 | 4 | 0 | 0 | 0
S45XUK9-37E |  | CAT4500-X Universal Crypto Image |  | --- | 21 | 0 | 2 | 0 | 0 | 0
SFP-10G-SR-S |  | 10GBASE-SR SFP Module |  | --- | 0 | 650 | 14 | 650 | 0 | 9100 | Added
CVR-X2-SFP10G= |  | X2 to SFP+ Adaptor module |  | --- | 14 | 200 | 14 | 200 | 0 | 2800 | Added
SFP-10G-LR-S= |  | 10GBASE-LR SFP Module |  | --- | 14 | 1900 | 14 | 1900 | 0 | 26600
SFP-H10GB-CU1M= |  | 10GBASE-CU SFP+ Cable 1 Meter |  | --- | 14 | 100 | 6 | 100 | 0 | 600
SFP-H10GB-CU3M= |  | 10GBASE-CU SFP+ Cable 3 Meter |  | --- | 14 | 100 | 8 | 100 | 0 | 800
SFP-H10GB-CU5M |  | 10GBASE-CU SFP+ Cable 5 Meter |  | --- | 14 | 150 | 8 | 150 | 0 | 600
C4KX-NM-8SFP+ |  | Catalyst 4500X 8 Port 10G Network Module |  | --- | 14 | 0 | 2 |  | 0 | 0
Variphy Licensing | [12 empty] | 385
INST-CDR-1 |  | Variphy Insight CDR - Call History, Call Accounting, etc |  | IDF | 0 | 7.7 | 50 | 7.7 | 0 | 385
APC Uninterruptable Power Supplies
| 111 IDF | [11 empty] | 7638.9
SUA5000RMT5U | APC Smart-UPS 5000VA 208V Rackmount/Tower | APC Smart-UPS 5000VA 208V Rackmount/Tower | 1 |  |  | 3150 | 2 | 3150 | 0 | 6300
AP9626 | APC Step-Down Transformer RM 2U 208V IN 120V OUT | APC Step-Down Transformer RM 2U 208V IN 120V OUT | 1 |  |  | 599 | 1 | 599 | 0 | 599
AP9570 | Rack PDU Basic 1U 30A 208V Four C19s APC Basic Rack PDU input: 208V | Rack PDU Basic 1U 30A 208V Four C19s APC Basic Rack PDU input: 208V | 1 |  |  | 249.99 | 2 | 249.99 | 0 | 499.98
AP9877 | APC Power Cord C19 to C20 | APC Power Cord C19 to C20 | 4 |  |  | 29.99 | 8 | 29.99 | 0 | 239.92
[8 empty] | GRAND TOTAL |  | 292776.3

## (SE) Eastside Student Life-Cabl
[6 empty] | IDF 111 - 1st floor |  |  |  |  | Total
Parts No. | Description | Length | Unit | TOTAL QTY | Price | QTY | QTY | QTY | QTY | QTY | Extended Price
| MISCELLANEOUS |  |  |  |  | 0 | 0 | 0 | 0 | 0
HLT3I-X0 | Panduit Tak-Ty Hook and loop cable ties, 12" length, HLT3I-X0, roll of 10 | 12" | Roll | 4 |  | 4 |  |  |  |  | 0
S100X150VAC | Panduit P1 Self-Laminating Label Cassettes for PanTher LS8E hand-held printer. 200 labels per package. | n/a | Cassette | 5 |  | 5 |  |  |  |  | 0
NWSLC-3Y | Panduit Orange cable identification sleeve for 3mm Simplex cable, 1" Length, Pack of 100 | n/a | Cassette | 0 | [6 empty] | 0
| CABLES |  |  |  |  | 0 | 0 | 0 | 0 | 0
CPCSSX2-0ZF005 | Commscope, Systimax solution, CAT6A, RJ45, Straight patch cable, No boot, Blue Color | 5 ft | Each | 0 |  | 0 |  |  |  |  | 0
CPCSSX2-0ZF007 | Commscope, Systimax solution, CAT6A, RJ45, Straight patch cable, No boot, Blue Color | 7 ft | Each | 84 |  | 84 |  |  |  |  | 0
CPCSSX2-0ZF010 | Commscope, Systimax solution, CAT6A, RJ45, Straight patch cable, No boot, Blue Color | 10 ft | Each | 104 |  | 104 |  |  |  |  | 0
CPCSSX2-0ZF015 | Commscope, Systimax solution, CAT6A, RJ45, Straight patch cable, No boot, Blue Color | 15 ft | Each | 0 | [6 empty] | 0
CPCSSX2-0ZF020 | Commscope, Systimax solution, CAT6A, RJ45, Straight patch cable, No boot, Blue Color | 20 ft | Each | 0 | [6 empty] | 0
CPCSSX2-0ZF025 | Commscope, Systimax solution, CAT6A, RJ45, Straight patch cable, No boot, Blue Color | 25 ft | Each | 0 | [6 empty] | 0
CPCSSX2-0ZF030 | Commscope, Systimax solution, CAT6A, RJ45, Straight patch cable, No boot, Blue Color | 30 ft | Each | 0 | [6 empty] | 0
CPCSSX2-0ZF035 | Commscope, Systimax solution, CAT6A, RJ45, Straight patch cable, No boot, Blue Color | 35 ft | Each | 0 | [6 empty] | 0
CPC3312-03F005 | Commscope, Systimax solution, CAT6, RJ45, Straight patch cable, No boot, Gray Color | 5 ft | Each | 144 |  | 144 |  |  |  |  | 0
CPC3312-03F007 | Commscope, Systimax solution, CAT6, RJ45, Straight patch cable, No boot, Gray Color | 7 ft | Each | 108 |  | 108 |  |  |  |  | 0
CPC3312-03F010 | Commscope, Systimax solution, CAT6, RJ45, Straight patch cable, No boot, Gray Color | 10 ft | Each | 0 |  | 0 |  |  |  |  | 0 | Will use current HCC inventory for (252) 10' Cables
CPC3312-03F015 | Commscope, Systimax solution, CAT6, RJ45, Straight patch cable, No boot, Gray Color | 15 ft | Each | 20 |  | 20 |  |  |  |  | 0
CPC3312-03F025 | Commscope, Systimax solution, CAT6, RJ45, Straight patch cable, No boot, Gray Color | 25 ft | Each | 20 |  | 20 |  |  |  |  | 0
CPC3312-03F030 | Commscope, Systimax solution, CAT6, RJ45, Straight patch cable, No boot, Gray Color | 30 ft | Each | 20 |  | 20 |  |  |  |  | 0
CPC3312-03F035 | Commscope, Systimax solution, CAT6, RJ45, Straight patch cable, No boot, Gray Color | 35 ft | Each | 20 |  | 20 |  |  |  |  | 0
CPC3312-03F050 | Commscope, Systimax solution, CAT6, RJ45, Straight patch cable, No boot, Gray Color | 50 ft | Each | 0 | [6 empty] | 0
| LC - SC |  |  |  |  | 0 | 0 | 0 | 0 | 0
FEXLCSC42-MXF010 | Commscope, Systimax solution, LC - SC , 10Gb Duplex Multimode 50/125 OM4 fiber cable, Aqua color | 10 ft | Each | 42 |  | 42 |  |  |  |  | 0
FEXLCSC42-MXF015 | Commscope, Systimax solution, LC - SC , 10Gb Duplex Multimode 50/125 OM4 fiber cable, Aqua color | 15 ft | Each | 0 | [6 empty] | 0
FEXLCSC42-MXF020 | Commscope, Systimax solution, LC - SC , 10Gb Duplex Multimode 50/125 OM4 fiber cable, Aqua color | 20 ft | Each | 0 | [6 empty] | 0
FEXLCSC42-MXF025 | Commscope, Systimax solution, LC - SC , 10Gb Duplex Multimode 50/125 OM4 fiber cable, Aqua color | 25 ft | Each | 0 | [6 empty] | 0
FEXLCSC42-MXF030 | Commscope, Systimax solution, LC - SC , 10Gb Duplex Multimode 50/125 OM4 fiber cable, Aqua color | 30 ft | Each | 0 | [6 empty] | 0
FEXLCSC42-MXF035 | Commscope, Systimax solution, LC - SC , 10Gb Duplex Multimode 50/125 OM4 fiber cable, Aqua color | 35 ft | Each | 0 | [6 empty] | 0
FEXLCSC42-MXF040 | Commscope, Systimax solution, LC - SC , 10Gb Duplex Multimode 50/125 OM4 fiber cable, Aqua color | 40 ft | Each | 0 | [6 empty] | 0
FEXLCSC42-MXF045 | Commscope, Systimax solution, LC - SC , 10Gb Duplex Multimode 50/125 OM4 fiber cable, Aqua color | 45 ft | Each | 0 | [6 empty] | 0
FEXLCSC42-MXF050 | Commscope, Systimax solution, LC - SC , 10Gb Duplex Multimode 50/125 OM4 fiber cable, Aqua color | 50 ft | Each | 0 | [6 empty] | 0
| LC - LC |  |  |  |  | 0 | 0 | 0 | 0 | 0
FEXLCLC42-MXF010 | Commscope, Systimax solution, LC - LC , 10Gb Duplex Multimode 50/125 OM4 fiber cable, Aqua color | 10 ft | Each | 6 |  | 6 |  |  |  |  | 0
FEXLCLC42-MXF015 | Commscope, Systimax solution, LC - LC , 10Gb Duplex Multimode 50/125 OM4 fiber cable, Aqua color | 15 ft | Each | 0 | [6 empty] | 0
FEXLCLC42-MXF020 | Commscope, Systimax solution, LC - LC , 10Gb Duplex Multimode 50/125 OM4 fiber cable, Aqua color | 20 ft | Each | 0 | [6 empty] | 0
FEXLCLC42-MXF025 | Commscope, Systimax solution, LC - LC , 10Gb Duplex Multimode 50/125 OM4 fiber cable, Aqua color | 25 ft | Each | 0 | [6 empty] | 0
FEXLCLC42-MXF030 | Commscope, Systimax solution, LC - LC , 10Gb Duplex Multimode 50/125 OM4 fiber cable, Aqua color | 30 ft | Each | 0 | [6 empty] | 0
FEXLCLC42-MXF035 | Commscope, Systimax solution, LC - LC , 10Gb Duplex Multimode 50/125 OM4 fiber cable, Aqua color | 35 ft | Each | 0 | [6 empty] | 0
FEXLCLC42-MXF040 | Commscope, Systimax solution, LC - LC , 10Gb Duplex Multimode 50/125 OM4 fiber cable, Aqua color | 40 ft | Each | 0 | [6 empty] | 0
FEXLCLC42-MXF045 | Commscope, Systimax solution, LC - LC , 10Gb Duplex Multimode 50/125 OM4 fiber cable, Aqua color | 45 ft | Each | 0 | [6 empty] | 0
FEXLCLC42-MXF050 | Commscope, Systimax solution, LC - LC , 10Gb Duplex Multimode 50/125 OM4 fiber cable, Aqua color | 50 ft | Each | 0 | [6 empty] | 0
| SC - SC |  |  |  |  | 0 | 0 | 0 | 0 | 0
FEXSCSC42-MXF010 | Commscope, Systimax solution, SC - SC , 10Gb Duplex Multimode 50/125 OM4 fiber cable, Aqua color | 10 ft | Each | 10 |  | 10 |  |  |  |  | 0
FEXSCSC42-MXF015 | Commscope, Systimax solution, SC - SC , 10Gb Duplex Multimode 50/125 OM4 fiber cable, Aqua color | 15 ft | Each | 0 | [6 empty] | 0
FEXSCSC42-MXF020 | Commscope, Systimax solution, SC - SC , 10Gb Duplex Multimode 50/125 OM4 fiber cable, Aqua color | 20 ft | Each | 0 | [6 empty] | 0
FEXSCSC42-MXF025 | Commscope, Systimax solution, SC - SC , 10Gb Duplex Multimode 50/125 OM4 fiber cable, Aqua color | 25 ft | Each | 0 | [6 empty] | 0
FEXSCSC42-MXF030 | Commscope, Systimax solution, SC - SC , 10Gb Duplex Multimode 50/125 OM4 fiber cable, Aqua color | 30 ft | Each | 0 | [6 empty] | 0
FEXSCSC42-MXF035 | Commscope, Systimax solution, SC - SC , 10Gb Duplex Multimode 50/125 OM4 fiber cable, Aqua color | 35 ft | Each | 0 | [6 empty] | 0
FEXSCSC42-MXF040 | Commscope, Systimax solution, SC - SC , 10Gb Duplex Multimode 50/125 OM4 fiber cable, Aqua color | 40 ft | Each | 0 | [6 empty] | 0
FEXSCSC42-MXF045 | Commscope, Systimax solution, SC - SC , 10Gb Duplex Multimode 50/125 OM4 fiber cable, Aqua color | 45 ft | Each | 0 | [6 empty] | 0
FEXSCSC42-MXF050 | Commscope, Systimax solution, SC - SC , 10Gb Duplex Multimode 50/125 OM4 fiber cable, Aqua color | 50 ft | Each | 0 | [6 empty] | 0
| LC - SC |  |  |  |  | 0 | 0 | 0 | 0 | 0
FEWLCSC42-JXF010 | Commscope, Systimax solution, LC - SC , TERASPEED Singlemode 8.3/125 SM fiber cable, Yellow color | 10 ft | Each | 24 |  | 18 |  |  |  |  | 0
FEWLCSC42-JXF015 | Commscope, Systimax solution, LC - SC , TERASPEED Singlemode 8.3/125 SM fiber cable, Yellow color | 15 ft | Each | 0 | [6 empty] | 0
FEWLCSC42-JXF020 | Commscope, Systimax solution, LC - SC , TERASPEED Singlemode 8.3/125 SM fiber cable, Yellow color | 20 ft | Each | 0 | [6 empty] | 0
FEWLCSC42-JXF025 | Commscope, Systimax solution, LC - SC , TERASPEED Singlemode 8.3/125 SM fiber cable, Yellow color | 25 ft | Each | 0 | [6 empty] | 0
FEWLCSC42-JXF030 | Commscope, Systimax solution, LC - SC , TERASPEED Singlemode 8.3/125 SM fiber cable, Yellow color | 30 ft | Each | 0 | [6 empty] | 0
FEWLCSC42-JXF035 | Commscope, Systimax solution, LC - SC , TERASPEED Singlemode 8.3/125 SM fiber cable, Yellow color | 35 ft | Each | 0 | [6 empty] | 0
FEWLCSC42-JXF040 | Commscope, Systimax solution, LC - SC , TERASPEED Singlemode 8.3/125 SM fiber cable, Yellow color | 40 ft | Each | 0 | [6 empty] | 0
FEWLCSC42-JXF045 | Commscope, Systimax solution, LC - SC , TERASPEED Singlemode 8.3/125 SM fiber cable, Yellow color | 45 ft | Each | 0 | [6 empty] | 0
FEWLCSC42-JXF050 | Commscope, Systimax solution, LC - SC , TERASPEED Singlemode 8.3/125 SM fiber cable, Yellow color | 50 ft | Each | 0 | [6 empty] | 0
SC - SC
FEWSCSC42-JXF010 | Commscope, Systimax solution, SC - SC , TERASPEED Singlemode 8.3/125 SM fiber cable, Yellow color | 50 ft | Each | 10 |  | 10 |  |  |  |  | 0
| ANALOG |  |  |  |  | 0 | 0 | 0 | 0 | 0
N154-050-C3 | TRIPPLITE - Cat3 25-Pair Telco Cable (RJ21 M to Open End), 50-ft. | 50 ft | Each | 0 | [6 empty] | 0
N154-100-C3 | TRIPPLITE - Cat3 25-Pair Telco Cable (RJ21 M to Open End), 100-ft. | 100 ft | Each | 0 | [6 empty] | 0
P110KB1005Y | Panduit PAN-PUNCH 110 - punch-down block | n/a | Each | 0 | [6 empty] | 0
25-3-PX-50-GY | 25PAIR TELCO M-BL 50FT | 50 ft | Each | 0 | [6 empty] | 0
S700A110-B1-50 | Siemon's 50-pair pre-wired S110 block with legs | n/a | Each | 3 |  | 3 |  |  |  |  | 0
ELN25T-0025-MM | Blackbox CAT3 Telco Connector Cable (UTP), PVC (25-3-PP-25-GY) | 25 ft | Each | 1 |  | 1 |  |  |  |  | 0
ELN25TP-0025-MM | Blackbox CAT3 Telco Connector Cable (UTP), PLENUM (25PP25PL3) | 25 ft | Each | 0 | [6 empty] | 0
ELN25T-0050-MM | Blackbox CAT3 Telco Connector Cable (UTP), PVC (25-3-PP-50-GY) | 50 ft | Each | 2 |  | 2 |  |  |  |  | 0
ELN25TP-0050-MM | Blackbox CAT3 Telco Connector Cable (UTP), PLENUM (25PP50PL3) | 50 ft | Each | 0 | [6 empty] | 0
S110P1-P1-15 | Siemon cable, 1 Pair Double Ended 110 Patchcord, 110 TO 110 | 15 ft | Each | 0 | [6 empty] | 0
S110P1-U1-15 | Siemon cable, 1 Pair Double Ended 110 Patchcord, 110 TO RJ11 | 15 ft | Each | 48 |  | 48 |  |  |  |  | 0
S110P1-U4-15 | Siemon cable, 1 Pair Double Ended 110 Patchcord, 110 TO RJ45 | 15 ft | Each | 48 |  | 48 |  |  |  |  | 0
02970 | Cables2Go, RJ11 Modular Telephone Cable, RJ11 to RJ11, 7ft | 7ft | Each | 0 |  | 10 |  |  |  |  | 0
09590 | Cables2Go, RJ11 Modular Telephone Cable, RJ11 to RJ11, 14ft | 14ft | Each | 0 |  | 10 |  |  |  |  | 0
EYN7001BL-1000 | Blackbox Cross-Connect Wire, 1 Pair, White/Blue w Blue - 1000ft | 1000 ft | Each | 2 |  | 2 |  |  |  |  | 0
[9 empty] | GRAND TOTAL |  | 0

## (SE) East-Workforce-Network
SE-Eastside Workforce Center | [7 empty] | Hardware Discount %
Smartnet Discount %
Variphy Lic Discount %
[8 empty] | SUA5000RMT5U Disc % | APC Smart-UPS 5000VA 208V Rackmount/Tower
[8 empty] | AP9626 Discount % | APC Step-Down Transformer RM 2U 208V IN 120V OUT
[8 empty] | AP9570 Discount % | Rack PDU Basic 1U 30A 208V Four C19s APC Basic Rack PDU input: 208V
[8 empty] | AP9877 Discount % | APC Power Cord C19 to C20
Part Number |  | Description |  | Service Duration | Lead Time | Unit List Price | Qty | Unit Net Price | Disc(%) | Extended Net Price |  |  | IDF 116
Cisco Network Equipment
ONENTWK-ENT-10-10 w/ 5 UPOE/mGig Blades | [10 empty] | TOTALS: | 167032.3 | 167032.3 | 0 | 0 | 0 | 0
| 116 IDF | [11 empty] | 159116.2
ONENTWK-ENT-10-10 |  | 4510,2xSUP8e, 4x4748-UPoE,10AP Bundle |  | --- | 0 | 0 | 1 | 0 | 0 | 0
WS-C4510R+E |  | Catalyst 4500E 10 slot chassis for 48Gbps/slot, fan, no ps |  | --- | 0 | 7596.2 | 1 | 7596.2 | 0 | 7596.2
CON-SNT-C4510R+E |  | SMARTNET 8X5XNBD Catalyst 4500E 10 slot chassis for 48Gbp |  | 36 | N/A | 5250 | 1 | 5250 | 0 | 5250
CAB-CON-C4K-RJ45 |  | Console Cable 6ft with RJ-45-to-RJ-45 |  | --- | 0 | 0 | 1 | 0 | 0 | 0
S45EUK9-S8-37E |  | CAT4500e SUP8e Universal Crypto Image |  | --- | 0 | 0 | 1 | 0 | 0 | 0
C4K-SLOT-CVR-E |  | Catalyst 4500 E-Series Family Slot Cover |  | --- | 0 | 0 | 1 | 0 | 0 | 0
C4500E-IP-ES |  | Paper IP to Ent Services License |  | --- | 0 | 7596.2 | 1 | 7596.2 | 0 | 7596.2
FNF-AP |  | 90 Day Full Functionality Trial of LiveAction software |  | --- | 0 | 0 | 1 | 0 | 0 | 0
EW-JX-50SW |  | Key for Cisco EnergyWise Mgmt (JouleX) 45-day trial License |  | --- | 0 | 0 | 1 | 0 | 0 | 0
WS-X45-SUP8-E |  | Catalyst 4500 E-Series Supervisor 8-E |  | --- | 0 | 15196.2 | 1 | 15196.2 | 0 | 15196.2
SFP-10G-LR-S= |  | 10GBASE-LR SFP Module |  |  |  | 1900 | 4 | 1900 | 0 | 7600
WS-X45-SUP8-E/2 |  | Catalyst 4500 E-Series Redundant Supervisor 8-E |  | --- | 0 | 15196.2 | 1 | 15196.2 | 0 | 15196.2
WS-X4748-12X48U+E |  | Catalyst 4500E 48-Port UPOE w/ 12p mGig and 36p 10/100/1000 |  | --- | 0 | 7596.2 | 1 | 7596.2 | 0 | 7596.2
WS-X4748-12X48U+E |  | Catalyst 4500E 48-Port UPOE w/ 12p mGig and 36p 10/100/1000 |  | --- | 0 | 7596.2 | 1 | 7596.2 | 0 | 7596.2
WS-X4748-12X48U+E |  | Catalyst 4500E 48-Port UPOE w/ 12p mGig and 36p 10/100/1000 |  | --- | 0 | 7596.2 | 1 | 7596.2 | 0 | 7596.2
WS-X4748-12X48U+E |  | Catalyst 4500E 48-Port UPOE w/ 12p mGig and 36p 10/100/1000 |  | --- | 0 | 7596.2 | 1 | 7596.2 | 0 | 7596.2
WS-X4748-12X48U+E |  | Catalyst 4500E 48-Port UPOE w/ 12p mGig and 36p 10/100/1000 |  | --- | 0 | 7596.2 | 1 | 7596.2 | 0 | 7596.2 | Added
PWR-C45-9000ACV |  | Catalyst 4500E 9000W AC triple input Power Supply (Data + Po |  | --- | 0 | 4556.2 | 1 | 4556.2 | 0 | 4556.2
CAB-AC-2800W-TWLK |  | U.S. Power Cord, Twist Lock, NEMA 6-20 Plug |  | --- | 0 | 0 | 6 | 0 | 0 | 0
PWR-C45-9000ACV/2 |  | Catalyst 4500E 9000W AC triple input Power Supply (Data + Po |  | --- | 0 | 4556.2 | 1 | 4556.2 | 0 | 4556.2
AIR-CAP3702I-AK910 |  | 802.11ac Ctrlr 10APs 4x4:3SS w/CleanAir; Int; A Reg Domain |  | --- | 0 | 11362 | 1 | 11362 | 0 | 11362
SWAP3700-RCOVRY-K9 |  | Cisco 3700 Series IOS WIRELESS LAN RECOVERY |  | --- | 0 | 0 | 10 | 0 | 0 | 0
AIR-AP-BRACKET-2 |  | 802.11n AP Universal Mounting Bracket |  | --- | 0 | 0 | 10 | 0 | 0 | 0
AIR-AP-T-RAIL-R |  | Ceiling Grid Clip for Aironet APs - Recessed Mount (Default) |  | --- | 0 | 0 | 10 | 0 | 0 | 0
AIR-CAP3702I-ABULK |  | BOM Level AP3700i Bulk PID for A reg domain |  | --- | 0 | 0 | 10 | 0 | 0 | 0
C1FBUCAT4500S= |  | Cisco ONE Upg-to Foundation Perpetual Cat4500 Bundles Std |  | --- | 0 | 100 | 1 | 100 | 0 | 100
CON-ECMU-C1FBC45S |  | SWSS UPGRADES C1 FND Perpetual Cat4500 Bndl Std |  | 36 | N/A | 1631 | 1 | 1631 | 0 | 1631
C1-ISE-BASE-CAT4K |  | Cisco ONE Identity Services Engine 150 EndPoint Base Lic |  | --- | 0 | 0 | 1 | 0 | 0 | 0
C1-R-C4500E-IPBLIC |  | Cisco ONE IP Base (reference, no lic) |  | --- | 0 | 0 | 1 | 0 | 0 | 0
C1-EGW-150-K9 |  | Cisco ONE Energy Mgmt Perpetual Lic - 150 DO End Points |  | --- | 0 | 0 | 1 | 0 | 0 | 0
C1-PI-LFAS-4K6K-K9 |  | Cisco ONE PI Device License for LF & AS for Cat 4k, 6k |  | --- | 0 | 0 | 1 | 0 | 0 | 0
C1F1UAIRK9= |  | Cisco ONE Mid-cycle Refresh-Disc Fndn Per-Wireless AP |  | --- | 0 | 100 | 10 | 100 | 0 | 1000
CON-ECMU-C1FPAIR |  | SWSS UPGRADES C1 Foundation Perpetual - Wireless |  | 36 | N/A | 53 | 10 | 53 | 0 | 530
C1-MSE-LS-1 |  | Cisco ONE Mobility Services Engine Base Location 1AP license |  | --- | 0 | 0 | 10 | 0 | 0 | 0
C1-ISE-BASE-AP |  | Cisco ONE Identity Services Engine 25 EndPoint Base Lic |  | --- | 0 | 0 | 10 | 0 | 0 | 0
C1-PI-LFAS-AP-K9 |  | Cisco ONE PI Device License for LF & AS for WLAN |  | --- | 0 | 0 | 10 | 0 | 0 | 0
C1-R-WLC-1 |  | Cisco ONE Wireless LAN Controller (Reference, No License) |  | --- | 0 | 0 | 10 | 0 | 0 | 0
C1-MSE-PAK |  | Cisco ONE MSE License PAK |  | --- | 0 | 0 | 10 | 0 | 0 | 0
AIR-CAP3702I-AK910 |  | 802.11ac Ctrlr 10APs 4x4:3SS w/CleanAir; Int; A Reg Domain |  | --- | 0 | 14950 | 2 | 8073 | 46 | 16146
SWAP3700-RCOVRY-K9 |  | Cisco 3700 Series IOS WIRELESS LAN RECOVERY |  | --- | 0 | 0 | 20 | 0 | 46 | 0
AIR-AP-T-RAIL-R |  | Ceiling Grid Clip for Aironet APs - Recessed Mount (Default) |  | --- | 0 | 0 | 20 | 0 | 46 | 0
AIR-CAP3702I-ABULK |  | BOM Level AP3700i Bulk PID for A reg domain |  | --- | 0 | 0 | 20 | 0 | 46 | 0
AIR-AP-BRACKET-2 |  | 802.11n AP Universal Mounting Bracket |  | --- | 0 | 0 | 20 | 0 | 46 | 0
CP-7821-K9= |  | Cisco UC Phone 7821 - Wall |  | --- | 0 | 255 | 15 | 255 | 0 | 3825
CP-7800-WMK= |  | Spare Wallmount Kit for Cisco UC Phone 7800 Series |  | --- | 0 | 75 | 15 | 75 | 0 | 1125
CP-8845-K9= |  | Cisco IP Phone 8845 - Desk |  | --- | 21 | 575 | 20 | 575 | 0 | 11500 | Chanegd to 8845
CP-8865-K9= |  | Cisco IP Phone 8865 - Video |  | --- | 21 | 795 | 0 | 795 | 0 | 0
CP-BEKEM= |  | Cisco IP Phone 8800 Key Expansion Module |  | --- | 0 | 490 | 1 | 490 | 0 | 490
CP-8831-K9= |  | Cisco 8831 Base/Control Panel - Conference |  | --- | 0 | 1395 | 0 | 1395 | 0 | 0
CP-MIC-WIRED-S= |  | Cisco 8831 Wired Microphone Kit |  | --- | 0 | 350 | 0 | 350 | 0 | 0
CP-DX70-W-K9= |  | Cisco DX70 (White) |  | --- | 21 | 2750 | 0 | 2750 | 0 | 0
CON-SNT-CPDX70WK |  | SNTC-8X5XNBD Cisco Desktop Collaboration Experience D |  | 12 | N/A | 220 | 0 | 220 | 0 | 0
CP-PWR-CORD-NA |  | Power Cord, North America |  | --- | 21 | 0 | 0 | 0 | 0 | 0
VG204XM |  | Cisco VG204XM Analog Voice Gateway |  | --- | 0 | 1295 | 0 | 1295 | 0 | 0
CON-SNT-VG204XM |  | SNTC-8X5XNBD Cisco VG204 Analog V |  | 12 | 0 | 104 | 0 | 104 | 0 | 0
SVG2XIPV-15403M |  | Cisco VG20X Series IOS IP VOICE |  | --- | 0 | 0 | 0 | 0 | 0 | 0
CAB-AC |  | AC Power Cord (North America), C13, NEMA 5-15P, 2.1m |  | --- | 0 | 0 | 0 | 0 | 0 | 0
CAB-ETH-S-RJ45 |  | Yellow Cable for Ethernet, Straight-through, RJ-45, 6 feet |  | --- | 0 | 0 | 0 | 0 | 0 | 0
PWR-30W-AC |  | Power Supply 30 Watt AC |  | --- | 0 | 0 | 0 | 0 | 0 | 0
VG310 |  | Modular 24 FXS Port VoIP Gateway with PVDM3-64 |  | --- | 0 | 5400 | 1 | 5400 | 0 | 5400
CON-SNT-VG310ICV |  | SMARTNET 8X5XNBD Cisco VG310 - Modular 24 FXS Port Voice |  | 36 | N/A | 449 | 1 | 449 | 0 | 449
SVG3XUK9-15403M |  | Cisco VG3X0 UNIVERSAL |  | --- | 0 | 0 | 1 | 0 | 0 | 0
MEM-CF-256MB |  | 256MB Compact Flash for Cisco 1900, 2900, 3900 ISR |  | --- | 0 | 0 | 1 | 0 | 0 | 0
CAB-AC |  | AC Power Cord (North America), C13, NEMA 5-15P, 2.1m |  | --- | 0 | 0 | 1 | 0 | 0 | 0
CAB-CONSOLE-USB |  | Console Cable 6 ft with USB Type A and mini-B |  | --- | 0 | 30 | 1 | 30 | 0 | 30
HWIC-BLANK |  | Blank faceplate for HWIC slot on Cisco ISR |  | --- | 0 | 0 | 1 | 0 | 0 | 0
SL-VG3X0-UC-K9 |  | Cisco VG3X0 Unified Communications License |  | --- | 0 | 0 | 1 | 0 | 0 | 0
SL-VG3X0-IPB-K9 |  | Cisco VG3X0 IP Base License |  | --- | 0 | 0 | 1 | 0 | 0 | 0
CTS-SX10N-K9 |  | SX10 HD w/ wall mount, int 5x cam and mic |  | --- | N/A | 3990 | 0 | 3990 | 0 | 0
CON-ECDN-CTSSX1NK |  | ESS WITH 8X5XNBD SX10 HD w/ wall mount, int 5x cam and mi |  | 12 | N/A | 320 | 0 | 320 | 0 | 0
PWR-CORD-US-A |  | Pwr Cord US 1.8m Black YP-12 To YC-12 |  | --- | 14 | 0 | 0 | 0 | 0 | 0
LIC-TC-CRYPTO-K9 |  | License key to activate sw encryption module |  | --- | 14 | 0 | 0 | 0 | 0 | 0
CTS-CTRL-DVX-10 |  | Touch 10 Control Device - selectable option |  | --- | 14 | 1500 | 0 | 1500 | 0 | 0
CON-ECDN-CTLDV10 |  | ESS WITH 8X5XNBD Cisco Touch 10 inch |  | 12 | N/A | 259 | 0 | 259 | 0 | 0
CTS-POE-INJ |  | Touch10 PoE power injector |  | --- | 14 | 99 | 0 | 99 | 0 | 0
CAB-ETH-5M |  | Ethernet cable (5m) for auto expand |  | --- | 14 | 0 | 0 | 0 | 0 | 0
PWR-CORD-US-A |  | Pwr Cord US 1.8m Black YP-12 To YC-12 |  | --- | 14 | 0 | 0 | 0 | 0 | 0
CAB-DV10-4M |  | 4 meter flat grey Ethernet cable for Touch 10 |  | --- | 21 | 0 | 0 | 0 | 0 | 0
PWR-SX10-AC+ |  | Power supply for SX10 |  | --- | N/A | 0 | 0 | 0 | 0 | 0
CTS-SX10NCODEC |  | SX10 Codec |  | --- | N/A | 0 | 0 | 0 | 0 | 0
BRKT-SX10-WMK |  | SX10 Wall Mount |  | --- | 14 | 0 | 0 | 0 | 0 | 0
CTS-RMT-TRC6 |  | Remote Control TRC 6 |  | --- | 14 | 0 | 0 | 0 | 0 | 0
SW-S52030-TC7-K9 |  | SW Image for SX10 |  | --- | 14 | 0 | 0 | 0 | 0 | 0
CAB-2HDMI-2M |  | HDMI-HDMI cab, 2m auto expand |  | --- | 14 | 0 | 0 | 0 | 0 | 0
CAB-DV10-8M- |  | 8 meter flat grey Ethernet cable for Touch 10 |  | --- | 21 | 0 | 0 | 0 | 0 | 0
CAB-PRESO-2HDMI |  | Presentation cable, HDMI to HDMI, 8 meter, gray |  | --- | N/A | 60 | 0 | 60 | 0 | 0
CTS-MIC-TABL20 |  | Cisco TelePresence Table Microphone 20 |  | --- | N/A | 468 | 0 | 468 | 0 | 0
CTS-SX20-PHD12X-K9 |  | SX20 Quick Set HD, NPP, 12xPHDCam, 1 mic, remote cntrl |  | --- | 14 | 11900 | 0 | 11900 | 0 | 0
CON-ECDN-SX2PHD12 |  | ESS WITH 8X5XNBD SX20 Qk Set HD, NPP, 12xPHDCam,1 mic,RC |  | 12 | N/A | 1071 | 0 | 1071 | 0 | 0
CAB-MIC20-EXT |  | Extension cable for the Performance microphone |  | --- | 14 | 30 | 0 | 30 | 0 | 0
PWR-CORD-US-A |  | Pwr Cord US 1.8m Black YP-12 To YC-12 |  | --- | 14 | 0 | 0 | 0 | 0 | 0
CTS-QSC20-MIC |  | Performance Microphone 20 |  | --- | 14 | 468 | 0 | 468 | 0 | 0
CON-ECDN-QSC20MIC |  | ESS WITH 8X5XNBD Precision Microphone 20 |  | 12 | N/A | 42 | 0 | 42 | 0 | 0
CTS-CTRL-DVX-10 |  | Touch 10 Control Device - selectable option |  | --- | 14 | 1500 | 0 | 1500 | 0 | 0
CON-ECDN-CTLDV10 |  | ESS WITH 8X5XNBD Cisco Touch 10 inch |  | 12 | N/A | 259 | 0 | 259 | 0 | 0
CTS-POE-INJ |  | Touch10 PoE power injector |  | --- | 14 | 99 | 0 | 99 | 0 | 0
CTS-SX20-QS-WMK |  | Wall Mount Kit for SX20 |  | --- | 14 | 499 | 0 | 499 | 0 | 0
LIC-SX20-DD |  | Dual Display Option for SX20 |  | --- | 14 | 0 | 0 | 0 | 0 | 0
LIC-SX20-PR |  | Premium Resolution Option for SX20 |  | --- | 14 | 0 | 0 | 0 | 0 | 0
CTS-RMT-TRC5 |  | Remote Control TRC 5 |  | --- | 14 | 0 | 0 | 0 | 0 | 0
CTS-PHD1080P12XS2+ |  | PrecisionHD Camera 1080p 12x Gen 2 for use in auto expand |  | --- | 14 | 0 | 0 | 0 | 0 | 0
CTS-QSC20-MIC+ |  | Performance Mic - for auto expand only |  | --- | 14 | 0 | 0 | 0 | 0 | 0
PWR-CORD-US-A |  | Pwr Cord US 1.8m Black YP-12 To YC-12 |  | --- | 14 | 0 | 0 | 0 | 0 | 0
BRKT-PHD-MONITOR |  | Bracket mounting for 12x PHDCAM to monitor |  | --- | 14 | 0 | 0 | 0 | 0 | 0
CAB-HDMI-PHD12XS |  | Custom 12xcamera cable; HDMI, Cont. and Power (3m) |  | --- | 14 | 0 | 0 | 0 | 0 | 0
LIC-SX20 |  | SX20 License Key |  | --- | 14 | 0 | 0 | 0 | 0 | 0
LIC-SX20-HD |  | High Definition Feature for SX20 |  | --- | 14 | 0 | 0 | 0 | 0 | 0
LIC-SX20-NPP |  | SX20 Natural Presenter Package (NPP) Option |  | --- | 14 | 0 | 0 | 0 | 0 | 0
CAB-DV10-4M |  | 4 meter flat grey Ethernet cable for Touch 10 |  | --- | 21 | 0 | 0 | 0 | 0 | 0
CAB-DV10-8M- |  | 8 meter flat grey Ethernet cable for Touch 10 |  | --- | 21 | 0 | 0 | 0 | 0 | 0
CAB-2HDMI-3M |  | HDMI to HDMI cable |  | --- | 14 | 0 | 0 | 0 | 0 | 0
CTS-SX20CODEC-K9 |  | SX20 Codec - encrypted |  | --- | 14 | 0 | 0 | 0 | 0 | 0
LIC-S52010-TC-K9 |  | License Key Software Encrypted |  | --- | 14 | 0 | 0 | 0 | 0 | 0
SW-S52010-TC7-K9 |  | SW Image for SX20 and MX200/300 (2nd gen) series endpoints |  | --- | 14 | 0 | 0 | 0 | 0 | 0
VIDEO CONFERENCE ACCESSORIES
CTS-QSC20-MIC= |  | Performance Microphone 20 |  | --- | 14 | 468 | 0 | 468 | 0 | 0
CON-ECDN-QSC20MIC |  | ESS WITH 8X5XNBD Precision Microphone 20 |  | 12 | N/A | 42 | 0 | 42 | 0 | 0
CAB-MIC20-EXT= |  | Extension cable for Performance microphone |  | --- | 14 | 30 | 0 | 30 | 0 | 0
CP-8831-MIC-WRLS= |  | Wireless Microphone Kit for Cisco IP Conference Phone 8831 |  | --- | 14 | 676 | 0 | 676 | 0 | 0
[6 empty] | 0 | 0 | 0 | 0 | 0
[6 empty] | 0 | 0 | 0 | 0 | 0
[6 empty] | 0 | 0 | 0 | 0 | 0
Variphy Licensing
INST-CDR-1 |  | Variphy Insight CDR - Call History, Call Accounting, etc |  | IDF | 0 | 7.7 | 36 | 7.7 | 0 | 277.2 |  |  | 277.2
APC Uninterruptable Power Supplies
| 116 IDF | [11 empty] | 7638.9
SUA5000RMT5U | APC Smart-UPS 5000VA 208V Rackmount/Tower | APC Smart-UPS 5000VA 208V Rackmount/Tower | 1 |  |  | 3150 | 2 | 3150 | 0 | 6300
AP9626 | APC Step-Down Transformer RM 2U 208V IN 120V OUT | APC Step-Down Transformer RM 2U 208V IN 120V OUT | 1 |  |  | 599 | 1 | 599 | 0 | 599
AP9570 | Rack PDU Basic 1U 30A 208V Four C19s APC Basic Rack PDU input: 208V | Rack PDU Basic 1U 30A 208V Four C19s APC Basic Rack PDU input: 208V | 1 |  |  | 249.99 | 2 | 249.99 | 0 | 499.98
AP9877 | APC Power Cord C19 to C20 | APC Power Cord C19 to C20 | 4 |  |  | 29.99 | 8 | 29.99 | 0 | 239.92
[8 empty] | GRAND TOTAL |  | 167032.3

## (SE) East Workforce-Cable
[6 empty] | IDF 116 - 1st Floor |  |  |  |  | Total
Parts No. | Description | Length | Unit | TOTAL QTY | Price | QTY | QTY | QTY | QTY | QTY | Extended Price
| MISCELLANEOUS |  |  |  |  | 0 | 0 | 0 | 0 | 0
HLT3I-X0 | Panduit Tak-Ty Hook and loop cable ties, 12" length, HLT3I-X0, roll of 10 | 12" | Roll | 4 |  | 4 |  |  |  |  | 0
S100X150VAC | Panduit P1 Self-Laminating Label Cassettes for PanTher LS8E hand-held printer. 200 labels per package. | n/a | Cassette | 5 |  | 5 |  |  |  |  | 0
NWSLC-3Y | Panduit Orange cable identification sleeve for 3mm Simplex cable, 1" Length, Pack of 100 | n/a | Cassette | 0 | [6 empty] | 0
| CABLES |  |  |  |  | 0 | 0 | 0 | 0 | 0
CPCSSX2-0ZF005 | Commscope, Systimax solution, CAT6A, RJ45, Straight patch cable, No boot, Blue Color | 5 ft | Each | 0 |  | 0 |  |  |  |  | 0
CPCSSX2-0ZF007 | Commscope, Systimax solution, CAT6A, RJ45, Straight patch cable, No boot, Blue Color | 7 ft | Each | 84 |  | 84 |  |  |  |  | 0
CPCSSX2-0ZF010 | Commscope, Systimax solution, CAT6A, RJ45, Straight patch cable, No boot, Blue Color | 10 ft | Each | 104 |  | 104 |  |  |  |  | 0
CPCSSX2-0ZF015 | Commscope, Systimax solution, CAT6A, RJ45, Straight patch cable, No boot, Blue Color | 15 ft | Each | 0 | [6 empty] | 0
CPCSSX2-0ZF020 | Commscope, Systimax solution, CAT6A, RJ45, Straight patch cable, No boot, Blue Color | 20 ft | Each | 0 | [6 empty] | 0
CPCSSX2-0ZF025 | Commscope, Systimax solution, CAT6A, RJ45, Straight patch cable, No boot, Blue Color | 25 ft | Each | 0 | [6 empty] | 0
CPCSSX2-0ZF030 | Commscope, Systimax solution, CAT6A, RJ45, Straight patch cable, No boot, Blue Color | 30 ft | Each | 0 | [6 empty] | 0
CPCSSX2-0ZF035 | Commscope, Systimax solution, CAT6A, RJ45, Straight patch cable, No boot, Blue Color | 35 ft | Each | 0 | [6 empty] | 0
CPC3312-03F005 | Commscope, Systimax solution, CAT6, RJ45, Straight patch cable, No boot, Gray Color | 5 ft | Each | 144 |  | 144 |  |  |  |  | 0
CPC3312-03F007 | Commscope, Systimax solution, CAT6, RJ45, Straight patch cable, No boot, Gray Color | 7 ft | Each | 108 |  | 108 |  |  |  |  | 0
CPC3312-03F010 | Commscope, Systimax solution, CAT6, RJ45, Straight patch cable, No boot, Gray Color | 10 ft | Each | 0 |  | 0 |  |  |  |  | 0 | Will use current HCC inventory for (252) 10' Cables
CPC3312-03F015 | Commscope, Systimax solution, CAT6, RJ45, Straight patch cable, No boot, Gray Color | 15 ft | Each | 10 |  | 10 |  |  |  |  | 0
CPC3312-03F025 | Commscope, Systimax solution, CAT6, RJ45, Straight patch cable, No boot, Gray Color | 25 ft | Each | 10 |  | 10 |  |  |  |  | 0
CPC3312-03F030 | Commscope, Systimax solution, CAT6, RJ45, Straight patch cable, No boot, Gray Color | 30 ft | Each | 10 |  | 10 |  |  |  |  | 0
CPC3312-03F035 | Commscope, Systimax solution, CAT6, RJ45, Straight patch cable, No boot, Gray Color | 35 ft | Each | 10 |  | 10 |  |  |  |  | 0
CPC3312-03F050 | Commscope, Systimax solution, CAT6, RJ45, Straight patch cable, No boot, Gray Color | 50 ft | Each | 0 | [6 empty] | 0
| LC - SC |  |  |  |  | 0 | 0 | 0 | 0 | 0
FEXLCSC42-MXF010 | Commscope, Systimax solution, LC - SC , 10Gb Duplex Multimode 50/125 OM4 fiber cable, Aqua color | 10 ft | Each | 10 |  | 10 |  |  |  |  | 0
FEXLCSC42-MXF015 | Commscope, Systimax solution, LC - SC , 10Gb Duplex Multimode 50/125 OM4 fiber cable, Aqua color | 15 ft | Each | 0 | [6 empty] | 0
FEXLCSC42-MXF020 | Commscope, Systimax solution, LC - SC , 10Gb Duplex Multimode 50/125 OM4 fiber cable, Aqua color | 20 ft | Each | 0 | [6 empty] | 0
FEXLCSC42-MXF025 | Commscope, Systimax solution, LC - SC , 10Gb Duplex Multimode 50/125 OM4 fiber cable, Aqua color | 25 ft | Each | 0 | [6 empty] | 0
FEXLCSC42-MXF030 | Commscope, Systimax solution, LC - SC , 10Gb Duplex Multimode 50/125 OM4 fiber cable, Aqua color | 30 ft | Each | 0 | [6 empty] | 0
FEXLCSC42-MXF035 | Commscope, Systimax solution, LC - SC , 10Gb Duplex Multimode 50/125 OM4 fiber cable, Aqua color | 35 ft | Each | 0 | [6 empty] | 0
FEXLCSC42-MXF040 | Commscope, Systimax solution, LC - SC , 10Gb Duplex Multimode 50/125 OM4 fiber cable, Aqua color | 40 ft | Each | 0 | [6 empty] | 0
FEXLCSC42-MXF045 | Commscope, Systimax solution, LC - SC , 10Gb Duplex Multimode 50/125 OM4 fiber cable, Aqua color | 45 ft | Each | 0 | [6 empty] | 0
FEXLCSC42-MXF050 | Commscope, Systimax solution, LC - SC , 10Gb Duplex Multimode 50/125 OM4 fiber cable, Aqua color | 50 ft | Each | 0 | [6 empty] | 0
| LC - LC |  |  |  |  | 0 | 0 | 0 | 0 | 0
FEXLCLC42-MXF010 | Commscope, Systimax solution, LC - LC , 10Gb Duplex Multimode 50/125 OM4 fiber cable, Aqua color | 10 ft | Each | 0 | [6 empty] | 0
FEXLCLC42-MXF015 | Commscope, Systimax solution, LC - LC , 10Gb Duplex Multimode 50/125 OM4 fiber cable, Aqua color | 15 ft | Each | 0 | [6 empty] | 0
FEXLCLC42-MXF020 | Commscope, Systimax solution, LC - LC , 10Gb Duplex Multimode 50/125 OM4 fiber cable, Aqua color | 20 ft | Each | 0 | [6 empty] | 0
FEXLCLC42-MXF025 | Commscope, Systimax solution, LC - LC , 10Gb Duplex Multimode 50/125 OM4 fiber cable, Aqua color | 25 ft | Each | 0 | [6 empty] | 0
FEXLCLC42-MXF030 | Commscope, Systimax solution, LC - LC , 10Gb Duplex Multimode 50/125 OM4 fiber cable, Aqua color | 30 ft | Each | 0 | [6 empty] | 0
FEXLCLC42-MXF035 | Commscope, Systimax solution, LC - LC , 10Gb Duplex Multimode 50/125 OM4 fiber cable, Aqua color | 35 ft | Each | 0 | [6 empty] | 0
FEXLCLC42-MXF040 | Commscope, Systimax solution, LC - LC , 10Gb Duplex Multimode 50/125 OM4 fiber cable, Aqua color | 40 ft | Each | 0 | [6 empty] | 0
FEXLCLC42-MXF045 | Commscope, Systimax solution, LC - LC , 10Gb Duplex Multimode 50/125 OM4 fiber cable, Aqua color | 45 ft | Each | 0 | [6 empty] | 0
FEXLCLC42-MXF050 | Commscope, Systimax solution, LC - LC , 10Gb Duplex Multimode 50/125 OM4 fiber cable, Aqua color | 50 ft | Each | 0 | [6 empty] | 0
| SC - SC |  |  |  |  | 0 | 0 | 0 | 0 | 0
FEXSCSC42-MXF010 | Commscope, Systimax solution, SC - SC , 10Gb Duplex Multimode 50/125 OM4 fiber cable, Aqua color | 10 ft | Each | 0 | [6 empty] | 0
FEXSCSC42-MXF015 | Commscope, Systimax solution, SC - SC , 10Gb Duplex Multimode 50/125 OM4 fiber cable, Aqua color | 15 ft | Each | 0 | [6 empty] | 0
FEXSCSC42-MXF020 | Commscope, Systimax solution, SC - SC , 10Gb Duplex Multimode 50/125 OM4 fiber cable, Aqua color | 20 ft | Each | 0 | [6 empty] | 0
FEXSCSC42-MXF025 | Commscope, Systimax solution, SC - SC , 10Gb Duplex Multimode 50/125 OM4 fiber cable, Aqua color | 25 ft | Each | 0 | [6 empty] | 0
FEXSCSC42-MXF030 | Commscope, Systimax solution, SC - SC , 10Gb Duplex Multimode 50/125 OM4 fiber cable, Aqua color | 30 ft | Each | 0 | [6 empty] | 0
FEXSCSC42-MXF035 | Commscope, Systimax solution, SC - SC , 10Gb Duplex Multimode 50/125 OM4 fiber cable, Aqua color | 35 ft | Each | 0 | [6 empty] | 0
FEXSCSC42-MXF040 | Commscope, Systimax solution, SC - SC , 10Gb Duplex Multimode 50/125 OM4 fiber cable, Aqua color | 40 ft | Each | 0 | [6 empty] | 0
FEXSCSC42-MXF045 | Commscope, Systimax solution, SC - SC , 10Gb Duplex Multimode 50/125 OM4 fiber cable, Aqua color | 45 ft | Each | 0 | [6 empty] | 0
FEXSCSC42-MXF050 | Commscope, Systimax solution, SC - SC , 10Gb Duplex Multimode 50/125 OM4 fiber cable, Aqua color | 50 ft | Each | 0 | [6 empty] | 0
| LC - SC |  |  |  |  | 0 | 0 | 0 | 0 | 0
FEWLCSC42-JXF010 | Commscope, Systimax solution, LC - SC , TERASPEED Singlemode 8.3/125 SM fiber cable, Yellow color | 10 ft | Each | 8 |  | 8 |  |  |  |  | 0
FEWLCSC42-JXF015 | Commscope, Systimax solution, LC - SC , TERASPEED Singlemode 8.3/125 SM fiber cable, Yellow color | 15 ft | Each | 0 | [6 empty] | 0
FEWLCSC42-JXF020 | Commscope, Systimax solution, LC - SC , TERASPEED Singlemode 8.3/125 SM fiber cable, Yellow color | 20 ft | Each | 0 | [6 empty] | 0
FEWLCSC42-JXF025 | Commscope, Systimax solution, LC - SC , TERASPEED Singlemode 8.3/125 SM fiber cable, Yellow color | 25 ft | Each | 0 | [6 empty] | 0
FEWLCSC42-JXF030 | Commscope, Systimax solution, LC - SC , TERASPEED Singlemode 8.3/125 SM fiber cable, Yellow color | 30 ft | Each | 0 | [6 empty] | 0
FEWLCSC42-JXF035 | Commscope, Systimax solution, LC - SC , TERASPEED Singlemode 8.3/125 SM fiber cable, Yellow color | 35 ft | Each | 0 | [6 empty] | 0
FEWLCSC42-JXF040 | Commscope, Systimax solution, LC - SC , TERASPEED Singlemode 8.3/125 SM fiber cable, Yellow color | 40 ft | Each | 0 | [6 empty] | 0
FEWLCSC42-JXF045 | Commscope, Systimax solution, LC - SC , TERASPEED Singlemode 8.3/125 SM fiber cable, Yellow color | 45 ft | Each | 0 | [6 empty] | 0
FEWLCSC42-JXF050 | Commscope, Systimax solution, LC - SC , TERASPEED Singlemode 8.3/125 SM fiber cable, Yellow color | 50 ft | Each | 0 | [6 empty] | 0
| ANALOG |  |  |  |  | 0 | 0 | 0 | 0 | 0
N154-050-C3 | TRIPPLITE - Cat3 25-Pair Telco Cable (RJ21 M to Open End), 50-ft. | 50 ft | Each | 0 | [6 empty] | 0
N154-100-C3 | TRIPPLITE - Cat3 25-Pair Telco Cable (RJ21 M to Open End), 100-ft. | 100 ft | Each | 0 | [6 empty] | 0
P110KB1005Y | Panduit PAN-PUNCH 110 - punch-down block | n/a | Each | 0 | [6 empty] | 0
25-3-PX-50-GY | 25PAIR TELCO M-BL 50FT | 50 ft | Each | 0 | [6 empty] | 0
S700A110-B1-50 | Siemon's 50-pair pre-wired S110 block with legs | n/a | Each | 1 |  | 1 |  |  |  |  | 0
ELN25T-0025-MM | Blackbox CAT3 Telco Connector Cable (UTP), PVC (25-3-PP-25-GY) | 25 ft | Each | 0 | [6 empty] | 0
ELN25TP-0025-MM | Blackbox CAT3 Telco Connector Cable (UTP), PLENUM (25PP25PL3) | 25 ft | Each | 0 | [6 empty] | 0
ELN25T-0050-MM | Blackbox CAT3 Telco Connector Cable (UTP), PVC (25-3-PP-50-GY) | 50 ft | Each | 1 |  | 1 |  |  |  |  | 0
ELN25TP-0050-MM | Blackbox CAT3 Telco Connector Cable (UTP), PLENUM (25PP50PL3) | 50 ft | Each | 0 | [6 empty] | 0
S110P1-P1-15 | Siemon cable, 1 Pair Double Ended 110 Patchcord, 110 TO 110 | 15 ft | Each | 0 | [6 empty] | 0
S110P1-U1-15 | Siemon cable, 1 Pair Double Ended 110 Patchcord, 110 TO RJ11 | 15 ft | Each | 24 |  | 24 |  |  |  |  | 0
S110P1-U4-15 | Siemon cable, 1 Pair Double Ended 110 Patchcord, 110 TO RJ45 | 15 ft | Each | 24 |  | 24 |  |  |  |  | 0
EYN7001BL-1000 | Blackbox Cross-Connect Wire, 1 Pair, White/Blue w Blue - 1000ft | 1000 ft | Each | 1 |  | 1 |  |  |  |  | 0
[9 empty] | GRAND TOTAL |  | 0

## (NE) Acres Homes-Network
NE-Acres Homes | [7 empty] | Hardware Discount %
Smartnet Discount %
Variphy Lic Discount %
[8 empty] | SUA5000RMT5U Disc % | APC Smart-UPS 5000VA 208V Rackmount/Tower
[8 empty] | AP9626 Discount % | APC Step-Down Transformer RM 2U 208V IN 120V OUT
[8 empty] | AP9570 Discount % | Rack PDU Basic 1U 30A 208V Four C19s APC Basic Rack PDU input: 208V
[8 empty] | AP9877 Discount % | APC Power Cord C19 to C20
APC Smart UPS X 1500VA
Part Number |  | Description |  | Service Duration | Lead Time | Unit List Price | Qty | Unit Net Price | Disc(%) | Extended Net Price |  |  | MDF 137 | IDF 111
Cisco Network Equipment
ONENTWK-EN-07-10 w/ 3 UPOE/mGig Blades | [10 empty] | TOTALS: | 237018.9 | 137857.8 | 99161.1 | 0 | 0 | 0
| 137 MDF - 4507 | [11 empty] | 133538.65
ONENTWK-EN-07-10 |  | 4507+2xSUP8e, 2x4748-UPoE,10P Bundle |  | --- | 0 | 0 | 1 | 0 | 0 | 0
AIR-CAP3702I-AK910 |  | 802.11ac Ctrlr 10APs 4x4:3SS w/CleanAir; Int; A Reg Domain |  | --- | 0 | 10913.5 | 1 | 10913.5 | 0 | 10913.5
SWAP3700-RCOVRY-K9 |  | Cisco 3700 Series IOS WIRELESS LAN RECOVERY |  | --- | 0 | 0 | 10 | 0 | 0 | 0
AIR-AP-BRACKET-2 |  | 802.11n AP Universal Mounting Bracket |  | --- | 0 | 0 | 10 | 0 | 0 | 0
AIR-AP-T-RAIL-R |  | Ceiling Grid Clip for Aironet APs - Recessed Mount (Default) |  | --- | 0 | 0 | 10 | 0 | 0 | 0
AIR-CAP3702I-ABULK |  | BOM Level AP3700i Bulk PID for A reg domain |  | --- | 0 | 0 | 10 | 0 | 0 | 0
WS-C4507R+E |  | Catalyst4500E 7 slot chassis for 48Gbps/slot, fan, no ps |  | --- | 0 | 5106.35 | 1 | 5106.35 | 0 | 5106.35
CON-SNT-C4507R+E |  | SMARTNET 8X5XNBD Catalyst4500E 7 slot chassis for 48Gbps |  | 36 | N/A | 2760 | 1 | 2760 | 0 | 2760
CAB-CON-C4K-RJ45 |  | Console Cable 6ft with RJ-45-to-RJ-45 |  | --- | 0 | 0 | 1 | 0 | 0 | 0
S45EUK9-S8-37E |  | CAT4500e SUP8e Universal Crypto Image |  | --- | 0 | 0 | 1 | 0 | 0 | 0
C4K-SLOT-CVR-E |  | Catalyst 4500 E-Series Family Slot Cover |  | --- | 0 | 0 | 1 | 0 | 0 | 0
C4500E-IP-ES |  | Paper IP to Ent Services License |  | --- | 0 | 7296.35 | 1 | 7296.35 | 0 | 7296.35
FNF-AP |  | 90 Day Full Functionality Trial of LiveAction software |  | --- | 0 | 0 | 1 | 0 | 0 | 0
EW-JX-50SW |  | Key for Cisco EnergyWise Mgmt (JouleX) 45-day trial License |  | --- | 0 | 0 | 1 | 0 | 0 | 0
WS-X45-SUP8-E |  | Catalyst 4500 E-Series Supervisor 8-E |  | --- | 0 | 14596.35 | 1 | 14596.35 | 0 | 14596.35
SFP-10G-SR-S |  | 10GBASE-SR SFP Module |  | --- | 0 | 650 | 2 | 650 | 0 | 1300 | Was 726.36, Now 650
WS-X45-SUP8-E/2 |  | Catalyst 4500 E-Series Redundant Supervisor 8-E |  | --- | 0 | 14596.35 | 1 | 14596.35 | 0 | 14596.35
WS-X4748-12X48U+E |  | Catalyst 4500E 48-Port UPOE w/ 12p mGig and 36p 10/100/1000 |  | --- | 0 | 7296.35 | 1 | 7296.35 | 0 | 7296.35
WS-X4748-12X48U+E |  | Catalyst 4500E 48-Port UPOE w/ 12p mGig and 36p 10/100/1000 |  | --- | 0 | 7296.35 | 1 | 7296.35 | 0 | 7296.35
WS-X4748-12X48U+E |  | Catalyst 4500E 48-Port UPOE w/ 12p mGig and 36p 10/100/1000 |  | --- | 0 | 7296.35 | 1 | 7296.35 | 0 | 7296.35 | Added
PWR-C45-6000ACV |  | Catalyst 4500 6000W AC dual input Power Supply (Data + PoE) |  | --- | 0 | 2916.35 | 1 | 2916.35 | 0 | 2916.35
CAB-AC-2800W-TWLK |  | U.S. Power Cord, Twist Lock, NEMA 6-20 Plug |  | --- | 0 | 0 | 4 | 0 | 0 | 0
PWR-C45-6000ACV/2 |  | Catalyst 4500 6000W AC dual input Power Supply (Data + PoE) |  | --- | 0 | 2916.35 | 1 | 2916.35 | 0 | 2916.35
C1FBUCAT4500S= |  | Cisco ONE Upg-to Foundation Perpetual Cat4500 Bundles Std |  | --- | 0 | 100 | 1 | 100 | 0 | 100
CON-ECMU-C1FBC45S |  | SWSS UPGRADES C1 FND Perpetual Cat4500 Bndl Std |  | 36 | N/A | 1631 | 1 | 1631 | 0 | 1631
C1-ISE-BASE-CAT4K |  | Cisco ONE Identity Services Engine 150 EndPoint Base Lic |  | --- | 0 | 0 | 1 | 0 | 0 | 0
C1-R-C4500E-IPBLIC |  | Cisco ONE IP Base (reference, no lic) |  | --- | 0 | 0 | 1 | 0 | 0 | 0
C1-EGW-150-K9 |  | Cisco ONE Energy Mgmt Perpetual Lic - 150 DO End Points |  | --- | 0 | 0 | 1 | 0 | 0 | 0
C1-PI-LFAS-4K6K-K9 |  | Cisco ONE PI Device License for LF & AS for Cat 4k, 6k |  | --- | 0 | 0 | 1 | 0 | 0 | 0
C1F1UAIRK9= |  | Cisco ONE Mid-cycle Refresh-Disc Fndn Per-Wireless AP |  | --- | 0 | 100 | 10 | 100 | 0 | 1000
CON-ECMU-C1FPAIR |  | SWSS UPGRADES C1 Foundation Perpetual - Wireless |  | 36 | N/A | 53 | 10 | 53 | 0 | 530
C1-MSE-PAK |  | Cisco ONE MSE License PAK |  | --- | 0 | 0 | 10 | 0 | 0 | 0
C1-MSE-LS-1 |  | Cisco ONE Mobility Services Engine Base Location 1AP license |  | --- | 0 | 0 | 10 | 0 | 0 | 0
C1-ISE-BASE-AP |  | Cisco ONE Identity Services Engine 25 EndPoint Base Lic |  | --- | 0 | 0 | 10 | 0 | 0 | 0
C1-PI-LFAS-AP-K9 |  | Cisco ONE PI Device License for LF & AS for WLAN |  | --- | 0 | 0 | 10 | 0 | 0 | 0
C1-R-WLC-1 |  | Cisco ONE Wireless LAN Controller (Reference, No License) |  | --- | 0 | 0 | 10 | 0 | 0 | 0
AIR-CAP3702I-AK910 |  | 802.11ac Ctrlr 10APs 4x4:3SS w/CleanAir; Int; A Reg Domain |  | --- | 0 | 14950 | 1 | 14950 | 0 | 14950
SWAP3700-RCOVRY-K9 |  | Cisco 3700 Series IOS WIRELESS LAN RECOVERY |  | --- | 0 | 0 | 10 | 0 | 0 | 0
AIR-AP-T-RAIL-R |  | Ceiling Grid Clip for Aironet APs - Recessed Mount (Default) |  | --- | 0 | 0 | 10 | 0 | 0 | 0
AIR-CAP3702I-ABULK |  | BOM Level AP3700i Bulk PID for A reg domain |  | --- | 0 | 0 | 10 | 0 | 0 | 0
AIR-AP-BRACKET-2 |  | 802.11n AP Universal Mounting Bracket |  | --- | 0 | 0 | 10 | 0 | 0 | 0
CP-7821-K9= |  | Cisco UC Phone 7821 - Wall |  | --- | 0 | 255 | 10 | 255 | 0 | 2550
CP-7800-WMK= |  | Spare Wallmount Kit for Cisco UC Phone 7800 Series |  | --- | 0 | 75 | 10 | 75 | 0 | 750
CP-8845-K9= |  | Cisco IP Phone 8845 - Desk |  | --- | 21 | 575 | 12 | 575 | 0 | 6900 | Changed to 8845
CP-8865-K9= |  | Cisco IP Phone 8865 - Video |  | --- | 21 | 795 | 1 | 795 | 0 | 795
CP-BEKEM= |  | Cisco IP Phone 8800 Key Expansion Module |  | --- | 0 | 490 | 1 | 490 | 0 | 490
CP-8831-K9= |  | Cisco 8831 Base/Control Panel - Conference |  | --- | 0 | 1395 | 1 | 1395 | 0 | 1395
CP-MIC-WIRED-S= |  | Cisco 8831 Wired Microphone Kit |  | --- | 0 | 350 | 1 | 350 | 0 | 350
CP-DX70-W-K9= |  | Cisco DX70 (White) |  | --- | 21 | 2750 | 0 | 2750 | 0 | 0
CON-SNT-CPDX70WK |  | SNTC-8X5XNBD Cisco Desktop Collaboration Experience D |  | 12 | N/A | 220 | 0 | 220 | 0 | 0
CP-PWR-CORD-NA |  | Power Cord, North America |  | --- | 21 | 0 | 0 | 0 | 0 | 0
VG204XM |  | Cisco VG204XM Analog Voice Gateway |  | --- | 0 | 1295 | 1 | 1295 | 0 | 1295
CON-SNT-VG204XM |  | SNTC-8X5XNBD Cisco VG204 Analog V |  | 36 | 0 | 104 | 1 | 104 | 0 | 104
SVG2XIPV-15403M |  | Cisco VG20X Series IOS IP VOICE |  | --- | 0 | 0 | 1 | 0 | 0 | 0
CAB-AC |  | AC Power Cord (North America), C13, NEMA 5-15P, 2.1m |  | --- | 0 | 0 | 1 | 0 | 0 | 0
CAB-ETH-S-RJ45 |  | Yellow Cable for Ethernet, Straight-through, RJ-45, 6 feet |  | --- | 0 | 0 | 1 | 0 | 0 | 0
PWR-30W-AC |  | Power Supply 30 Watt AC |  | --- | 0 | 0 | 1 | 0 | 0 | 0
VG310 |  | Modular 24 FXS Port VoIP Gateway with PVDM3-64 |  | --- | 0 | 5400 | 0 | 5400 | 0 | 0
CON-SNT-VG310ICV |  | SMARTNET 8X5XNBD Cisco VG310 - Modular 24 FXS Port Voice |  | 12 | N/A | 449 | 0 | 449 | 0 | 0
SVG3XUK9-15403M |  | Cisco VG3X0 UNIVERSAL |  | --- | 0 | 0 | 0 | 0 | 0 | 0
MEM-CF-256MB |  | 256MB Compact Flash for Cisco 1900, 2900, 3900 ISR |  | --- | 0 | 0 | 0 | 0 | 0 | 0
CAB-AC |  | AC Power Cord (North America), C13, NEMA 5-15P, 2.1m |  | --- | 0 | 0 | 0 | 0 | 0 | 0
CAB-CONSOLE-USB |  | Console Cable 6 ft with USB Type A and mini-B |  | --- | 0 | 30 | 0 | 30 | 0 | 0
HWIC-BLANK |  | Blank faceplate for HWIC slot on Cisco ISR |  | --- | 0 | 0 | 0 | 0 | 0 | 0
SL-VG3X0-UC-K9 |  | Cisco VG3X0 Unified Communications License |  | --- | 0 | 0 | 0 | 0 | 0 | 0
SL-VG3X0-IPB-K9 |  | Cisco VG3X0 IP Base License |  | --- | 0 | 0 | 0 | 0 | 0 | 0
CTS-SX10N-K9 |  | SX10 HD w/ wall mount, int 5x cam and mic |  | --- | N/A | 3990 | 0 | 3990 | 0 | 0
CON-ECDN-CTSSX1NK |  | ESS WITH 8X5XNBD SX10 HD w/ wall mount, int 5x cam and mi |  | 12 | N/A | 320 | 0 | 320 | 0 | 0
PWR-CORD-US-A |  | Pwr Cord US 1.8m Black YP-12 To YC-12 |  | --- | 14 | 0 | 0 | 0 | 0 | 0
LIC-TC-CRYPTO-K9 |  | License key to activate sw encryption module |  | --- | 14 | 0 | 0 | 0 | 0 | 0
CTS-CTRL-DVX-10 |  | Touch 10 Control Device - selectable option |  | --- | 14 | 1500 | 0 | 1500 | 0 | 0
CON-ECDN-CTLDV10 |  | ESS WITH 8X5XNBD Cisco Touch 10 inch |  | 12 | N/A | 259 | 0 | 259 | 0 | 0
CTS-POE-INJ |  | Touch10 PoE power injector |  | --- | 14 | 99 | 0 | 99 | 0 | 0
CAB-ETH-5M |  | Ethernet cable (5m) for auto expand |  | --- | 14 | 0 | 0 | 0 | 0 | 0
PWR-CORD-US-A |  | Pwr Cord US 1.8m Black YP-12 To YC-12 |  | --- | 14 | 0 | 0 | 0 | 0 | 0
CAB-DV10-4M |  | 4 meter flat grey Ethernet cable for Touch 10 |  | --- | 21 | 0 | 0 | 0 | 0 | 0
PWR-SX10-AC+ |  | Power supply for SX10 |  | --- | N/A | 0 | 0 | 0 | 0 | 0
CTS-SX10NCODEC |  | SX10 Codec |  | --- | N/A | 0 | 0 | 0 | 0 | 0
BRKT-SX10-WMK |  | SX10 Wall Mount |  | --- | 14 | 0 | 0 | 0 | 0 | 0
CTS-RMT-TRC6 |  | Remote Control TRC 6 |  | --- | 14 | 0 | 0 | 0 | 0 | 0
SW-S52030-TC7-K9 |  | SW Image for SX10 |  | --- | 14 | 0 | 0 | 0 | 0 | 0
CAB-2HDMI-2M |  | HDMI-HDMI cab, 2m auto expand |  | --- | 14 | 0 | 0 | 0 | 0 | 0
CAB-DV10-8M- |  | 8 meter flat grey Ethernet cable for Touch 10 |  | --- | 21 | 0 | 0 | 0 | 0 | 0
CAB-PRESO-2HDMI |  | Presentation cable, HDMI to HDMI, 8 meter, gray |  | --- | N/A | 60 | 0 | 60 | 0 | 0
CTS-MIC-TABL20 |  | Cisco TelePresence Table Microphone 20 |  | --- | N/A | 468 | 0 | 468 | 0 | 0
CTS-SX20-PHD12X-K9 |  | SX20 Quick Set HD, NPP, 12xPHDCam, 1 mic, remote cntrl |  | --- | 14 | 11900 | 1 | 11900 | 0 | 11900
CON-ECDN-SX2PHD12 |  | ESS WITH 8X5XNBD SX20 Qk Set HD, NPP, 12xPHDCam,1 mic,RC |  | 36 | N/A | 1071 | 1 | 1071 | 0 | 1071
CAB-MIC20-EXT |  | Extension cable for the Performance microphone |  | --- | 14 | 30 | 1 | 30 | 0 | 30
PWR-CORD-US-A |  | Pwr Cord US 1.8m Black YP-12 To YC-12 |  | --- | 14 | 0 | 1 | 0 | 0 | 0
CTS-QSC20-MIC |  | Performance Microphone 20 |  | --- | 14 | 468 | 1 | 468 | 0 | 468
CON-ECDN-QSC20MIC |  | ESS WITH 8X5XNBD Precision Microphone 20 |  | 36 | N/A | 42 | 1 | 42 | 0 | 42
CTS-CTRL-DVX-10 |  | Touch 10 Control Device - selectable option |  | --- | 14 | 1500 | 1 | 1500 | 0 | 1500
CON-ECDN-CTLDV10 |  | ESS WITH 8X5XNBD Cisco Touch 10 inch |  | 36 | N/A | 259 | 1 | 259 | 0 | 259
CTS-POE-INJ |  | Touch10 PoE power injector |  | --- | 14 | 99 | 1 | 99 | 0 | 99
CTS-SX20-QS-WMK |  | Wall Mount Kit for SX20 |  | --- | 14 | 499 | 1 | 499 | 0 | 499
LIC-SX20-DD |  | Dual Display Option for SX20 |  | --- | 14 | 0 | 1 | 0 | 0 | 0
LIC-SX20-PR |  | Premium Resolution Option for SX20 |  | --- | 14 | 0 | 1 | 0 | 0 | 0
CTS-RMT-TRC5 |  | Remote Control TRC 5 |  | --- | 14 | 0 | 1 | 0 | 0 | 0
CTS-PHD1080P12XS2+ |  | PrecisionHD Camera 1080p 12x Gen 2 for use in auto expand |  | --- | 14 | 0 | 1 | 0 | 0 | 0
CTS-QSC20-MIC+ |  | Performance Mic - for auto expand only |  | --- | 14 | 0 | 1 | 0 | 0 | 0
PWR-CORD-US-A |  | Pwr Cord US 1.8m Black YP-12 To YC-12 |  | --- | 14 | 0 | 1 | 0 | 0 | 0
BRKT-PHD-MONITOR |  | Bracket mounting for 12x PHDCAM to monitor |  | --- | 14 | 0 | 1 | 0 | 0 | 0
CAB-HDMI-PHD12XS |  | Custom 12xcamera cable; HDMI, Cont. and Power (3m) |  | --- | 14 | 0 | 1 | 0 | 0 | 0
LIC-SX20 |  | SX20 License Key |  | --- | 14 | 0 | 1 | 0 | 0 | 0
LIC-SX20-HD |  | High Definition Feature for SX20 |  | --- | 14 | 0 | 1 | 0 | 0 | 0
LIC-SX20-NPP |  | SX20 Natural Presenter Package (NPP) Option |  | --- | 14 | 0 | 1 | 0 | 0 | 0
CAB-DV10-4M |  | 4 meter flat grey Ethernet cable for Touch 10 |  | --- | 21 | 0 | 1 | 0 | 0 | 0
CAB-DV10-8M- |  | 8 meter flat grey Ethernet cable for Touch 10 |  | --- | 21 | 0 | 1 | 0 | 0 | 0
CAB-2HDMI-3M |  | HDMI to HDMI cable |  | --- | 14 | 0 | 2 | 0 | 0 | 0
CTS-SX20CODEC-K9 |  | SX20 Codec - encrypted |  | --- | 14 | 0 | 1 | 0 | 0 | 0
LIC-S52010-TC-K9 |  | License Key Software Encrypted |  | --- | 14 | 0 | 1 | 0 | 0 | 0
SW-S52010-TC7-K9 |  | SW Image for SX20 and MX200/300 (2nd gen) series endpoints |  | --- | 14 | 0 | 1 | 0 | 0 | 0
VIDEO CONFERENCE ACCESSORIES
CTS-QSC20-MIC= |  | Performance Microphone 20 |  | --- | 14 | 468 | 1 | 468 | 0 | 468
CON-ECDN-QSC20MIC |  | ESS WITH 8X5XNBD Precision Microphone 20 |  | 36 | N/A | 42 | 1 | 42 | 0 | 42
CAB-MIC20-EXT= |  | Extension cable for Performance microphone |  | --- | 14 | 30 | 1 | 30 | 0 | 30
CP-8831-MIC-WRLS= |  | Wireless Microphone Kit for Cisco IP Conference Phone 8831 |  | --- | 14 | 676 | 0 | 676 | 0 | 0
[6 empty] | 0 | 0 | 0 | 0 | 0
[6 empty] | 0 | 0 | 0 | 0 | 0
[6 empty] | 0 | 0 | 0 | 0 | 0
ONENTWK-EN-07-10 w/ 3 UPOE/mGig Blades
| 111 IDF - 4507 | [12 empty] | 94926.65
ONENTWK-EN-07-10 |  | 4507+2xSUP8e, 2x4748-UPoE,10P Bundle |  | --- | 0 | 0 | 1 | 0 | 0 | 0
AIR-CAP3702I-AK910 |  | 802.11ac Ctrlr 10APs 4x4:3SS w/CleanAir; Int; A Reg Domain |  | --- | 0 | 10913.5 | 1 | 10913.5 | 0 | 10913.5
SWAP3700-RCOVRY-K9 |  | Cisco 3700 Series IOS WIRELESS LAN RECOVERY |  | --- | 0 | 0 | 10 | 0 | 0 | 0
AIR-AP-BRACKET-2 |  | 802.11n AP Universal Mounting Bracket |  | --- | 0 | 0 | 10 | 0 | 0 | 0
AIR-AP-T-RAIL-R |  | Ceiling Grid Clip for Aironet APs - Recessed Mount (Default) |  | --- | 0 | 0 | 10 | 0 | 0 | 0
AIR-CAP3702I-ABULK |  | BOM Level AP3700i Bulk PID for A reg domain |  | --- | 0 | 0 | 10 | 0 | 0 | 0
WS-C4507R+E |  | Catalyst4500E 7 slot chassis for 48Gbps/slot, fan, no ps |  | --- | 0 | 5106.35 | 1 | 5106.35 | 0 | 5106.35
CON-SNT-C4507R+E |  | SMARTNET 8X5XNBD Catalyst4500E 7 slot chassis for 48Gbps |  | 36 | N/A | 2760 | 1 | 2760 | 0 | 2760
CAB-CON-C4K-RJ45 |  | Console Cable 6ft with RJ-45-to-RJ-45 |  | --- | 0 | 0 | 1 | 0 | 0 | 0
S45EUK9-S8-37E |  | CAT4500e SUP8e Universal Crypto Image |  | --- | 0 | 0 | 1 | 0 | 0 | 0
C4K-SLOT-CVR-E |  | Catalyst 4500 E-Series Family Slot Cover |  | --- | 0 | 0 | 1 | 0 | 0 | 0
C4500E-IP-ES |  | Paper IP to Ent Services License |  | --- | 0 | 7296.35 | 1 | 7296.35 | 0 | 7296.35
FNF-AP |  | 90 Day Full Functionality Trial of LiveAction software |  | --- | 0 | 0 | 1 | 0 | 0 | 0
EW-JX-50SW |  | Key for Cisco EnergyWise Mgmt (JouleX) 45-day trial License |  | --- | 0 | 0 | 1 | 0 | 0 | 0
WS-X45-SUP8-E |  | Catalyst 4500 E-Series Supervisor 8-E |  | --- | 0 | 14596.35 | 1 | 14596.35 | 0 | 14596.35
SFP-10G-SR-S |  | 10GBASE-SR SFP Module |  | --- | 0 | 650 | 2 | 650 | 0 | 1300 | Was 726.356, Now 650
WS-X45-SUP8-E/2 |  | Catalyst 4500 E-Series Redundant Supervisor 8-E |  | --- | 0 | 14596.35 | 1 | 14596.35 | 0 | 14596.35
WS-X4748-12X48U+E |  | Catalyst 4500E 48-Port UPOE w/ 12p mGig and 36p 10/100/1000 |  | --- | 0 | 7296.35 | 1 | 7296.35 | 0 | 7296.35
WS-X4748-12X48U+E |  | Catalyst 4500E 48-Port UPOE w/ 12p mGig and 36p 10/100/1000 |  | --- | 0 | 7296.35 | 1 | 7296.35 | 0 | 7296.35
WS-X4748-12X48U+E |  | Catalyst 4500E 48-Port UPOE w/ 12p mGig and 36p 10/100/1000 |  | --- | 0 | 7296.35 | 1 | 7296.35 | 0 | 7296.35 | Added
PWR-C45-6000ACV |  | Catalyst 4500 6000W AC dual input Power Supply (Data + PoE) |  | --- | 0 | 2916.35 | 1 | 2916.35 | 0 | 2916.35
CAB-AC-2800W-TWLK |  | U.S. Power Cord, Twist Lock, NEMA 6-20 Plug |  | --- | 0 | 0 | 4 | 0 | 0 | 0
PWR-C45-6000ACV/2 |  | Catalyst 4500 6000W AC dual input Power Supply (Data + PoE) |  | --- | 0 | 2916.35 | 1 | 2916.35 | 0 | 2916.35
C1FBUCAT4500S= |  | Cisco ONE Upg-to Foundation Perpetual Cat4500 Bundles Std |  | --- | 0 | 100 | 1 | 100 | 0 | 100
CON-ECMU-C1FBC45S |  | SWSS UPGRADES C1 FND Perpetual Cat4500 Bndl Std |  | 36 | N/A | 1631 | 1 | 1631 | 0 | 1631
C1-ISE-BASE-CAT4K |  | Cisco ONE Identity Services Engine 150 EndPoint Base Lic |  | --- | 0 | 0 | 1 | 0 | 0 | 0
C1-R-C4500E-IPBLIC |  | Cisco ONE IP Base (reference, no lic) |  | --- | 0 | 0 | 1 | 0 | 0 | 0
C1-EGW-150-K9 |  | Cisco ONE Energy Mgmt Perpetual Lic - 150 DO End Points |  | --- | 0 | 0 | 1 | 0 | 0 | 0
C1-PI-LFAS-4K6K-K9 |  | Cisco ONE PI Device License for LF & AS for Cat 4k, 6k |  | --- | 0 | 0 | 1 | 0 | 0 | 0
C1F1UAIRK9= |  | Cisco ONE Mid-cycle Refresh-Disc Fndn Per-Wireless AP |  | --- | 0 | 100 | 10 | 100 | 0 | 1000
CON-ECMU-C1FPAIR |  | SWSS UPGRADES C1 Foundation Perpetual - Wireless |  | 36 | N/A | 53 | 10 | 53 | 0 | 530
C1-MSE-PAK |  | Cisco ONE MSE License PAK |  | --- | 0 | 0 | 10 | 0 | 0 | 0
C1-MSE-LS-1 |  | Cisco ONE Mobility Services Engine Base Location 1AP license |  | --- | 0 | 0 | 10 | 0 | 0 | 0
C1-ISE-BASE-AP |  | Cisco ONE Identity Services Engine 25 EndPoint Base Lic |  | --- | 0 | 0 | 10 | 0 | 0 | 0
C1-PI-LFAS-AP-K9 |  | Cisco ONE PI Device License for LF & AS for WLAN |  | --- | 0 | 0 | 10 | 0 | 0 | 0
C1-R-WLC-1 |  | Cisco ONE Wireless LAN Controller (Reference, No License) |  | --- | 0 | 0 | 10 | 0 | 0 | 0
CP-7821-K9= |  | Cisco UC Phone 7821 - Wall |  | --- | 0 | 255 | 8 | 255 | 0 | 2040
CP-7800-WMK= |  | Spare Wallmount Kit for Cisco UC Phone 7800 Series |  | --- | 0 | 75 | 8 | 75 | 0 | 600
CP-8845-K9= |  | Cisco IP Phone 8845 - Desk |  | --- | 21 | 575 | 6 | 575 | 0 | 3450 | Changed to 8845
CP-8865-K9= |  | Cisco IP Phone 8865 - Video |  | --- | 21 | 795 | 1 | 795 | 0 | 795
CP-BEKEM= |  | Cisco IP Phone 8800 Key Expansion Module |  | --- | 0 | 490 | 1 | 490 | 0 | 490
CP-8831-K9= |  | Cisco 8831 Base/Control Panel - Conference |  | --- | 0 | 1395 | 0 | 1395 | 0 | 0
CP-MIC-WIRED-S= |  | Cisco 8831 Wired Microphone Kit |  | --- | 0 | 350 | 0 | 350 | 0 | 0
CP-DX70-W-K9= |  | Cisco DX70 (White) |  | --- | 21 | 2750 | 0 | 2750 | 0 | 0
CON-SNT-CPDX70WK |  | SNTC-8X5XNBD Cisco Desktop Collaboration Experience D |  | 12 | N/A | 220 | 0 | 220 | 0 | 0
CP-PWR-CORD-NA |  | Power Cord, North America |  | --- | 21 | 0 | 0 | 0 | 0 | 0
VG204XM |  | Cisco VG204XM Analog Voice Gateway |  | --- | 0 | 1295 | 0 | 1295 | 0 | 0
CON-SNT-VG204XM |  | SNTC-8X5XNBD Cisco VG204 Analog V |  | 12 | 0 | 104 | 0 | 104 | 0 | 0
SVG2XIPV-15403M |  | Cisco VG20X Series IOS IP VOICE |  | --- | 0 | 0 | 0 | 0 | 0 | 0
CAB-AC |  | AC Power Cord (North America), C13, NEMA 5-15P, 2.1m |  | --- | 0 | 0 | 0 | 0 | 0 | 0
CAB-ETH-S-RJ45 |  | Yellow Cable for Ethernet, Straight-through, RJ-45, 6 feet |  | --- | 0 | 0 | 0 | 0 | 0 | 0
PWR-30W-AC |  | Power Supply 30 Watt AC |  | --- | 0 | 0 | 0 | 0 | 0 | 0
VG310 |  | Modular 24 FXS Port VoIP Gateway with PVDM3-64 |  | --- | 0 | 5400 | 0 | 5400 | 0 | 0
CON-SNT-VG310ICV |  | SMARTNET 8X5XNBD Cisco VG310 - Modular 24 FXS Port Voice |  | 12 | N/A | 449 | 0 | 449 | 0 | 0
SVG3XUK9-15403M |  | Cisco VG3X0 UNIVERSAL |  | --- | 0 | 0 | 0 | 0 | 0 | 0
MEM-CF-256MB |  | 256MB Compact Flash for Cisco 1900, 2900, 3900 ISR |  | --- | 0 | 0 | 0 | 0 | 0 | 0
CAB-AC |  | AC Power Cord (North America), C13, NEMA 5-15P, 2.1m |  | --- | 0 | 0 | 0 | 0 | 0 | 0
CAB-CONSOLE-USB |  | Console Cable 6 ft with USB Type A and mini-B |  | --- | 0 | 30 | 0 | 30 | 0 | 0
HWIC-BLANK |  | Blank faceplate for HWIC slot on Cisco ISR |  | --- | 0 | 0 | 0 | 0 | 0 | 0
SL-VG3X0-UC-K9 |  | Cisco VG3X0 Unified Communications License |  | --- | 0 | 0 | 0 | 0 | 0 | 0
SL-VG3X0-IPB-K9 |  | Cisco VG3X0 IP Base License |  | --- | 0 | 0 | 0 | 0 | 0 | 0
CTS-SX10N-K9 |  | SX10 HD w/ wall mount, int 5x cam and mic |  | --- | N/A | 3990 | 0 | 3990 | 0 | 0
CON-ECDN-CTSSX1NK |  | ESS WITH 8X5XNBD SX10 HD w/ wall mount, int 5x cam and mi |  | 12 | N/A | 320 | 0 | 320 | 0 | 0
PWR-CORD-US-A |  | Pwr Cord US 1.8m Black YP-12 To YC-12 |  | --- | 14 | 0 | 0 | 0 | 0 | 0
LIC-TC-CRYPTO-K9 |  | License key to activate sw encryption module |  | --- | 14 | 0 | 0 | 0 | 0 | 0
CTS-CTRL-DVX-10 |  | Touch 10 Control Device - selectable option |  | --- | 14 | 1500 | 0 | 1500 | 0 | 0
CON-ECDN-CTLDV10 |  | ESS WITH 8X5XNBD Cisco Touch 10 inch |  | 12 | N/A | 259 | 0 | 259 | 0 | 0
CTS-POE-INJ |  | Touch10 PoE power injector |  | --- | 14 | 99 | 0 | 99 | 0 | 0
CAB-ETH-5M |  | Ethernet cable (5m) for auto expand |  | --- | 14 | 0 | 0 | 0 | 0 | 0
PWR-CORD-US-A |  | Pwr Cord US 1.8m Black YP-12 To YC-12 |  | --- | 14 | 0 | 0 | 0 | 0 | 0
CAB-DV10-4M |  | 4 meter flat grey Ethernet cable for Touch 10 |  | --- | 21 | 0 | 0 | 0 | 0 | 0
PWR-SX10-AC+ |  | Power supply for SX10 |  | --- | N/A | 0 | 0 | 0 | 0 | 0
CTS-SX10NCODEC |  | SX10 Codec |  | --- | N/A | 0 | 0 | 0 | 0 | 0
BRKT-SX10-WMK |  | SX10 Wall Mount |  | --- | 14 | 0 | 0 | 0 | 0 | 0
CTS-RMT-TRC6 |  | Remote Control TRC 6 |  | --- | 14 | 0 | 0 | 0 | 0 | 0
SW-S52030-TC7-K9 |  | SW Image for SX10 |  | --- | 14 | 0 | 0 | 0 | 0 | 0
CAB-2HDMI-2M |  | HDMI-HDMI cab, 2m auto expand |  | --- | 14 | 0 | 0 | 0 | 0 | 0
CAB-DV10-8M- |  | 8 meter flat grey Ethernet cable for Touch 10 |  | --- | 21 | 0 | 0 | 0 | 0 | 0
CAB-PRESO-2HDMI |  | Presentation cable, HDMI to HDMI, 8 meter, gray |  | --- | N/A | 60 | 0 | 60 | 0 | 0
CTS-MIC-TABL20 |  | Cisco TelePresence Table Microphone 20 |  | --- | N/A | 468 | 0 | 468 | 0 | 0
CTS-SX20-PHD12X-K9 |  | SX20 Quick Set HD, NPP, 12xPHDCam, 1 mic, remote cntrl |  | --- | 14 | 11900 | 0 | 11900 | 0 | 0
CON-ECDN-SX2PHD12 |  | ESS WITH 8X5XNBD SX20 Qk Set HD, NPP, 12xPHDCam,1 mic,RC |  | 12 | N/A | 1071 | 0 | 1071 | 0 | 0
CAB-MIC20-EXT |  | Extension cable for the Performance microphone |  | --- | 14 | 30 | 0 | 30 | 0 | 0
PWR-CORD-US-A |  | Pwr Cord US 1.8m Black YP-12 To YC-12 |  | --- | 14 | 0 | 0 | 0 | 0 | 0
CTS-QSC20-MIC |  | Performance Microphone 20 |  | --- | 14 | 468 | 0 | 468 | 0 | 0
CON-ECDN-QSC20MIC |  | ESS WITH 8X5XNBD Precision Microphone 20 |  | 12 | N/A | 42 | 0 | 42 | 0 | 0
CTS-CTRL-DVX-10 |  | Touch 10 Control Device - selectable option |  | --- | 14 | 1500 | 0 | 1500 | 0 | 0
CON-ECDN-CTLDV10 |  | ESS WITH 8X5XNBD Cisco Touch 10 inch |  | 12 | N/A | 259 | 0 | 259 | 0 | 0
CTS-POE-INJ |  | Touch10 PoE power injector |  | --- | 14 | 99 | 0 | 99 | 0 | 0
CTS-SX20-QS-WMK |  | Wall Mount Kit for SX20 |  | --- | 14 | 499 | 0 | 499 | 0 | 0
LIC-SX20-DD |  | Dual Display Option for SX20 |  | --- | 14 | 0 | 0 | 0 | 0 | 0
LIC-SX20-PR |  | Premium Resolution Option for SX20 |  | --- | 14 | 0 | 0 | 0 | 0 | 0
CTS-RMT-TRC5 |  | Remote Control TRC 5 |  | --- | 14 | 0 | 0 | 0 | 0 | 0
CTS-PHD1080P12XS2+ |  | PrecisionHD Camera 1080p 12x Gen 2 for use in auto expand |  | --- | 14 | 0 | 0 | 0 | 0 | 0
CTS-QSC20-MIC+ |  | Performance Mic - for auto expand only |  | --- | 14 | 0 | 0 | 0 | 0 | 0
PWR-CORD-US-A |  | Pwr Cord US 1.8m Black YP-12 To YC-12 |  | --- | 14 | 0 | 0 | 0 | 0 | 0
BRKT-PHD-MONITOR |  | Bracket mounting for 12x PHDCAM to monitor |  | --- | 14 | 0 | 0 | 0 | 0 | 0
CAB-HDMI-PHD12XS |  | Custom 12xcamera cable; HDMI, Cont. and Power (3m) |  | --- | 14 | 0 | 0 | 0 | 0 | 0
LIC-SX20 |  | SX20 License Key |  | --- | 14 | 0 | 0 | 0 | 0 | 0
LIC-SX20-HD |  | High Definition Feature for SX20 |  | --- | 14 | 0 | 0 | 0 | 0 | 0
LIC-SX20-NPP |  | SX20 Natural Presenter Package (NPP) Option |  | --- | 14 | 0 | 0 | 0 | 0 | 0
CAB-DV10-4M |  | 4 meter flat grey Ethernet cable for Touch 10 |  | --- | 21 | 0 | 0 | 0 | 0 | 0
CAB-DV10-8M- |  | 8 meter flat grey Ethernet cable for Touch 10 |  | --- | 21 | 0 | 0 | 0 | 0 | 0
CAB-2HDMI-3M |  | HDMI to HDMI cable |  | --- | 14 | 0 | 0 | 0 | 0 | 0
CTS-SX20CODEC-K9 |  | SX20 Codec - encrypted |  | --- | 14 | 0 | 0 | 0 | 0 | 0
LIC-S52010-TC-K9 |  | License Key Software Encrypted |  | --- | 14 | 0 | 0 | 0 | 0 | 0
SW-S52010-TC7-K9 |  | SW Image for SX20 and MX200/300 (2nd gen) series endpoints |  | --- | 14 | 0 | 0 | 0 | 0 | 0
VIDEO CONFERENCE ACCESSORIES
CTS-QSC20-MIC= |  | Performance Microphone 20 |  | --- | 14 | 468 | 0 | 468 | 0 | 0
CON-ECDN-QSC20MIC |  | ESS WITH 8X5XNBD Precision Microphone 20 |  | 12 | N/A | 42 | 0 | 42 | 0 | 0
CAB-MIC20-EXT= |  | Extension cable for Performance microphone |  | --- | 14 | 30 | 0 | 30 | 0 | 0
CP-8831-MIC-WRLS= |  | Wireless Microphone Kit for Cisco IP Conference Phone 8831 |  | --- | 14 | 676 | 0 | 676 | 0 | 0
[6 empty] | 0 | 0 | 0 | 0 | 0
[6 empty] | 0 | 0 | 0 | 0 | 0
[6 empty] | 0 | 0 | 0 | 0 | 0
Variphy Licensing | [12 empty] | 200.2 | 115.5
INST-CDR-1 |  | Variphy Insight CDR - Call History, Call Accounting, etc |  | MDF | 0 | 7.7 | 26 | 7.7 | 0 | 200.2
INST-CDR-1 |  | Variphy Insight CDR - Call History, Call Accounting, etc |  | IDF | 0 | 7.7 | 15 | 7.7 | 0 | 115.5
APC Uninterruptable Power Supplies
| 137 MDF | [11 empty] | 4118.95
SUA5000RMT5U | APC Smart-UPS 5000VA 208V Rackmount/Tower | APC Smart-UPS 5000VA 208V Rackmount/Tower | 1 |  | 21 | 3150 | 1 | 3150 | 0 | 3150
AP9626 | APC Step-Down Transformer RM 2U 208V IN 120V OUT | APC Step-Down Transformer RM 2U 208V IN 120V OUT | 1 |  | 21 | 599 | 1 | 599 | 0 | 599
AP9570 | Rack PDU Basic 1U 30A 208V Four C19s APC Basic Rack PDU input: 208V | Rack PDU Basic 1U 30A 208V Four C19s APC Basic Rack PDU input: 208V | 1 |  | 21 | 249.99 | 1 | 249.99 | 0 | 249.99
AP9877 | APC Power Cord C19 to C20 | APC Power Cord C19 to C20 | 4 |  | 21 | 29.99 | 4 | 29.99 | 0 | 119.96
| 111IDF | [12 empty] | 4118.95
SUA5000RMT5U | APC Smart-UPS 5000VA 208V Rackmount/Tower | APC Smart-UPS 5000VA 208V Rackmount/Tower | 1 |  | 21 | 3150 | 1 | 3150 | 0 | 3150
AP9626 | APC Step-Down Transformer RM 2U 208V IN 120V OUT | APC Step-Down Transformer RM 2U 208V IN 120V OUT | 1 |  | 21 | 599 | 1 | 599 | 0 | 599
AP9570 | Rack PDU Basic 1U 30A 208V Four C19s APC Basic Rack PDU input: 208V | Rack PDU Basic 1U 30A 208V Four C19s APC Basic Rack PDU input: 208V | 1 |  | 21 | 249.99 | 1 | 249.99 | 0 | 249.99
AP9877 | APC Power Cord C19 to C20 | APC Power Cord C19 to C20 | 4 |  | 21 | 29.99 | 4 | 29.99 | 0 | 119.96
[8 empty] | GRAND TOTAL |  | 237018.9

## (NE) Acres Homes-Cable
[6 empty] | MDF 137 - 1st Floor | IDF 111 - 1st floor |  |  |  | Total
Parts No. | Description | Length | Unit | TOTAL QTY | Price | QTY | QTY | QTY | QTY | QTY | Extended Price
| MISCELLANEOUS |  |  |  |  | 0 | 0 | 0 | 0 | 0
HLT3I-X0 | Panduit Tak-Ty Hook and loop cable ties, 12" length, HLT3I-X0, roll of 10 | 12" | Roll | 6 |  | 2 | 4 |  |  |  | 0
S100X150VAC | Panduit P1 Self-Laminating Label Cassettes for PanTher LS8E hand-held printer. 200 labels per package. | n/a | Cassette | 4 |  | 2 | 2 |  |  |  | 0
NWSLC-3Y | Panduit Orange cable identification sleeve for 3mm Simplex cable, 1" Length, Pack of 100 | n/a | Cassette | 0 | [6 empty] | 0
| CABLES |  |  |  |  | 0 | 0 | 0 | 0 | 0
CPCSSX2-0ZF005 | Commscope, Systimax solution, CAT6A, RJ45, Straight patch cable, No boot, Blue Color | 5 ft | Each | 0 |  | 0 | 0 |  |  |  | 0
CPCSSX2-0ZF007 | Commscope, Systimax solution, CAT6A, RJ45, Straight patch cable, No boot, Blue Color | 7 ft | Each | 72 |  | 36 | 36 |  |  |  | 0
CPCSSX2-0ZF010 | Commscope, Systimax solution, CAT6A, RJ45, Straight patch cable, No boot, Blue Color | 10 ft | Each | 92 |  | 46 | 46 |  |  |  | 0
CPCSSX2-0ZF015 | Commscope, Systimax solution, CAT6A, RJ45, Straight patch cable, No boot, Blue Color | 15 ft | Each | 0 | [6 empty] | 0
CPCSSX2-0ZF020 | Commscope, Systimax solution, CAT6A, RJ45, Straight patch cable, No boot, Blue Color | 20 ft | Each | 0 | [6 empty] | 0
CPCSSX2-0ZF025 | Commscope, Systimax solution, CAT6A, RJ45, Straight patch cable, No boot, Blue Color | 25 ft | Each | 0 | [6 empty] | 0
CPCSSX2-0ZF030 | Commscope, Systimax solution, CAT6A, RJ45, Straight patch cable, No boot, Blue Color | 30 ft | Each | 0 | [6 empty] | 0
CPCSSX2-0ZF035 | Commscope, Systimax solution, CAT6A, RJ45, Straight patch cable, No boot, Blue Color | 35 ft | Each | 0 | [6 empty] | 0
CPC3312-03F005 | Commscope, Systimax solution, CAT6, RJ45, Straight patch cable, No boot, Gray Color | 5 ft | Each | 216 |  | 108 | 108 |  |  |  | 0
CPC3312-03F007 | Commscope, Systimax solution, CAT6, RJ45, Straight patch cable, No boot, Gray Color | 7 ft | Each | 0 |  | 0 | 0 |  |  |  | 0
CPC3312-03F010 | Commscope, Systimax solution, CAT6, RJ45, Straight patch cable, No boot, Gray Color | 10 ft | Each | 0 |  | 0 | 0 |  |  |  | 0 | Will use current HCC inventory for (216) 10' Cables
CPC3312-03F015 | Commscope, Systimax solution, CAT6, RJ45, Straight patch cable, No boot, Gray Color | 15 ft | Each | 20 |  | 10 | 10 |  |  |  | 0
CPC3312-03F020 | Commscope, Systimax solution, CAT6, RJ45, Straight patch cable, No boot, Gray Color | 20 ft | Each | 20 |  | 10 | 10 |  |  |  | 0
CPC3312-03F025 | Commscope, Systimax solution, CAT6, RJ45, Straight patch cable, No boot, Gray Color | 25 ft | Each | 20 |  | 10 | 10 |  |  |  | 0
CPC3312-03F030 | Commscope, Systimax solution, CAT6, RJ45, Straight patch cable, No boot, Gray Color | 30 ft | Each | 20 |  | 10 | 10 |  |  |  | 0
CPC3312-03F035 | Commscope, Systimax solution, CAT6, RJ45, Straight patch cable, No boot, Gray Color | 35 ft | Each | 20 |  | 10 | 10 |  |  |  | 0
CPC3312-03F050 | Commscope, Systimax solution, CAT6, RJ45, Straight patch cable, No boot, Gray Color | 50 ft | Each | 0 | [6 empty] | 0
| LC - SC |  |  |  |  | 0 | 0 | 0 | 0 | 0
FEXLCSC42-MXF010 | Commscope, Systimax solution, LC - SC , 10Gb Duplex Multimode 50/125 OM4 fiber cable, Aqua color | 10 ft | Each | 16 |  | 8 | 8 |  |  |  | 0
FEXLCSC42-MXF015 | Commscope, Systimax solution, LC - SC , 10Gb Duplex Multimode 50/125 OM4 fiber cable, Aqua color | 15 ft | Each | 0 | [6 empty] | 0
FEXLCSC42-MXF020 | Commscope, Systimax solution, LC - SC , 10Gb Duplex Multimode 50/125 OM4 fiber cable, Aqua color | 20 ft | Each | 0 | [6 empty] | 0
FEXLCSC42-MXF025 | Commscope, Systimax solution, LC - SC , 10Gb Duplex Multimode 50/125 OM4 fiber cable, Aqua color | 25 ft | Each | 0 | [6 empty] | 0
FEXLCSC42-MXF030 | Commscope, Systimax solution, LC - SC , 10Gb Duplex Multimode 50/125 OM4 fiber cable, Aqua color | 30 ft | Each | 0 | [6 empty] | 0
FEXLCSC42-MXF035 | Commscope, Systimax solution, LC - SC , 10Gb Duplex Multimode 50/125 OM4 fiber cable, Aqua color | 35 ft | Each | 0 | [6 empty] | 0
FEXLCSC42-MXF040 | Commscope, Systimax solution, LC - SC , 10Gb Duplex Multimode 50/125 OM4 fiber cable, Aqua color | 40 ft | Each | 0 | [6 empty] | 0
FEXLCSC42-MXF045 | Commscope, Systimax solution, LC - SC , 10Gb Duplex Multimode 50/125 OM4 fiber cable, Aqua color | 45 ft | Each | 0 | [6 empty] | 0
FEXLCSC42-MXF050 | Commscope, Systimax solution, LC - SC , 10Gb Duplex Multimode 50/125 OM4 fiber cable, Aqua color | 50 ft | Each | 0 | [6 empty] | 0
| LC - LC |  |  |  |  | 0 | 0 | 0 | 0 | 0
FEXLCLC42-MXF010 | Commscope, Systimax solution, LC - LC , 10Gb Duplex Multimode 50/125 OM4 fiber cable, Aqua color | 10 ft | Each | 0 | [6 empty] | 0
FEXLCLC42-MXF015 | Commscope, Systimax solution, LC - LC , 10Gb Duplex Multimode 50/125 OM4 fiber cable, Aqua color | 15 ft | Each | 0 | [6 empty] | 0
FEXLCLC42-MXF020 | Commscope, Systimax solution, LC - LC , 10Gb Duplex Multimode 50/125 OM4 fiber cable, Aqua color | 20 ft | Each | 0 | [6 empty] | 0
FEXLCLC42-MXF025 | Commscope, Systimax solution, LC - LC , 10Gb Duplex Multimode 50/125 OM4 fiber cable, Aqua color | 25 ft | Each | 0 | [6 empty] | 0
FEXLCLC42-MXF030 | Commscope, Systimax solution, LC - LC , 10Gb Duplex Multimode 50/125 OM4 fiber cable, Aqua color | 30 ft | Each | 0 | [6 empty] | 0
FEXLCLC42-MXF035 | Commscope, Systimax solution, LC - LC , 10Gb Duplex Multimode 50/125 OM4 fiber cable, Aqua color | 35 ft | Each | 0 | [6 empty] | 0
FEXLCLC42-MXF040 | Commscope, Systimax solution, LC - LC , 10Gb Duplex Multimode 50/125 OM4 fiber cable, Aqua color | 40 ft | Each | 0 | [6 empty] | 0
FEXLCLC42-MXF045 | Commscope, Systimax solution, LC - LC , 10Gb Duplex Multimode 50/125 OM4 fiber cable, Aqua color | 45 ft | Each | 0 | [6 empty] | 0
FEXLCLC42-MXF050 | Commscope, Systimax solution, LC - LC , 10Gb Duplex Multimode 50/125 OM4 fiber cable, Aqua color | 50 ft | Each | 0 | [6 empty] | 0
| SC - SC |  |  |  |  | 0 | 0 | 0 | 0 | 0
FEXSCSC42-MXF010 | Commscope, Systimax solution, SC - SC , 10Gb Duplex Multimode 50/125 OM4 fiber cable, Aqua color | 10 ft | Each | 0 | [6 empty] | 0
FEXSCSC42-MXF015 | Commscope, Systimax solution, SC - SC , 10Gb Duplex Multimode 50/125 OM4 fiber cable, Aqua color | 15 ft | Each | 0 | [6 empty] | 0
FEXSCSC42-MXF020 | Commscope, Systimax solution, SC - SC , 10Gb Duplex Multimode 50/125 OM4 fiber cable, Aqua color | 20 ft | Each | 0 | [6 empty] | 0
FEXSCSC42-MXF025 | Commscope, Systimax solution, SC - SC , 10Gb Duplex Multimode 50/125 OM4 fiber cable, Aqua color | 25 ft | Each | 0 | [6 empty] | 0
FEXSCSC42-MXF030 | Commscope, Systimax solution, SC - SC , 10Gb Duplex Multimode 50/125 OM4 fiber cable, Aqua color | 30 ft | Each | 0 | [6 empty] | 0
FEXSCSC42-MXF035 | Commscope, Systimax solution, SC - SC , 10Gb Duplex Multimode 50/125 OM4 fiber cable, Aqua color | 35 ft | Each | 0 | [6 empty] | 0
FEXSCSC42-MXF040 | Commscope, Systimax solution, SC - SC , 10Gb Duplex Multimode 50/125 OM4 fiber cable, Aqua color | 40 ft | Each | 0 | [6 empty] | 0
FEXSCSC42-MXF045 | Commscope, Systimax solution, SC - SC , 10Gb Duplex Multimode 50/125 OM4 fiber cable, Aqua color | 45 ft | Each | 0 | [6 empty] | 0
FEXSCSC42-MXF050 | Commscope, Systimax solution, SC - SC , 10Gb Duplex Multimode 50/125 OM4 fiber cable, Aqua color | 50 ft | Each | 0 | [6 empty] | 0
| LC - SC |  |  |  |  | 0 | 0 | 0 | 0 | 0
FEWLCSC42-JXF010 | Commscope, Systimax solution, LC - SC , TERASPEED Singlemode 8.3/125 SM fiber cable, Yellow color | 10 ft | Each | 4 |  | 4 |  |  |  |  | 0
FEWLCSC42-JXF015 | Commscope, Systimax solution, LC - SC , TERASPEED Singlemode 8.3/125 SM fiber cable, Yellow color | 15 ft | Each | 0 | [6 empty] | 0
FEWLCSC42-JXF020 | Commscope, Systimax solution, LC - SC , TERASPEED Singlemode 8.3/125 SM fiber cable, Yellow color | 20 ft | Each | 0 | [6 empty] | 0
FEWLCSC42-JXF025 | Commscope, Systimax solution, LC - SC , TERASPEED Singlemode 8.3/125 SM fiber cable, Yellow color | 25 ft | Each | 0 | [6 empty] | 0
FEWLCSC42-JXF030 | Commscope, Systimax solution, LC - SC , TERASPEED Singlemode 8.3/125 SM fiber cable, Yellow color | 30 ft | Each | 0 | [6 empty] | 0
FEWLCSC42-JXF035 | Commscope, Systimax solution, LC - SC , TERASPEED Singlemode 8.3/125 SM fiber cable, Yellow color | 35 ft | Each | 0 | [6 empty] | 0
FEWLCSC42-JXF040 | Commscope, Systimax solution, LC - SC , TERASPEED Singlemode 8.3/125 SM fiber cable, Yellow color | 40 ft | Each | 0 | [6 empty] | 0
FEWLCSC42-JXF045 | Commscope, Systimax solution, LC - SC , TERASPEED Singlemode 8.3/125 SM fiber cable, Yellow color | 45 ft | Each | 0 | [6 empty] | 0
FEWLCSC42-JXF050 | Commscope, Systimax solution, LC - SC , TERASPEED Singlemode 8.3/125 SM fiber cable, Yellow color | 50 ft | Each | 0 | [6 empty] | 0
| ANALOG |  |  |  |  | 0 | 0 | 0 | 0 | 0
N154-050-C3 | TRIPPLITE - Cat3 25-Pair Telco Cable (RJ21 M to Open End), 50-ft. | 50 ft | Each | 0 | [6 empty] | 0
N154-100-C3 | TRIPPLITE - Cat3 25-Pair Telco Cable (RJ21 M to Open End), 100-ft. | 100 ft | Each | 0 | [6 empty] | 0
P110KB1005Y | Panduit PAN-PUNCH 110 - punch-down block | n/a | Each | 0 | [6 empty] | 0
25-3-PX-50-GY | 25PAIR TELCO M-BL 50FT | 50 ft | Each | 0 | [6 empty] | 0
S700A110-B1-50 | Siemon's 50-pair pre-wired S110 block with legs | n/a | Each | 0 | [6 empty] | 0
ELN25T-0025-MM | Blackbox CAT3 Telco Connector Cable (UTP), PVC (25-3-PP-25-GY) | 25 ft | Each | 0 | [6 empty] | 0
ELN25TP-0025-MM | Blackbox CAT3 Telco Connector Cable (UTP), PLENUM (25PP25PL3) | 25 ft | Each | 0 | [6 empty] | 0
ELN25T-0050-MM | Blackbox CAT3 Telco Connector Cable (UTP), PVC (25-3-PP-50-GY) | 50 ft | Each | 0 | [6 empty] | 0
ELN25TP-0050-MM | Blackbox CAT3 Telco Connector Cable (UTP), PLENUM (25PP50PL3) | 50 ft | Each | 0 | [6 empty] | 0
S110P1-P1-15 | Siemon cable, 1 Pair Double Ended 110 Patchcord, 110 TO 110 | 15 ft | Each | 0 | [6 empty] | 0
S110P1-U1-15 | Siemon cable, 1 Pair Double Ended 110 Patchcord, 110 TO RJ11 | 15 ft | Each | 4 |  | 4 |  |  |  |  | 0
S110P1-U4-15 | Siemon cable, 1 Pair Double Ended 110 Patchcord, 110 TO RJ45 | 15 ft | Each | 0 | [6 empty] | 0
02970 | Cables2Go, RJ11 Modular Telephone Cable, RJ11 to RJ11, 7ft | 7ft | Each | 0 | [6 empty] | 0
09590 | Cables2Go, RJ11 Modular Telephone Cable, RJ11 to RJ11, 14ft | 14ft | Each | 0 |  | 4 |  |  |  |  | 0
EYN7001BL-1000 | Blackbox Cross-Connect Wire, 1 Pair, White/Blue w Blue - 1000ft | 1000 ft | Each | 3 |  | 2 | 1 |  |  |  | 0
[9 empty] | GRAND TOTAL |  | 0

## (NE) NL Central Plant
NE Northline Central Plant | [7 empty] | Hardware Discount %
Smartnet Discount %
Variphy Lic Discount %
[8 empty] | SUA5000RMT5U Disc % | APC Smart-UPS 5000VA 208V Rackmount/Tower
[8 empty] | AP9626 Discount % | APC Step-Down Transformer RM 2U 208V IN 120V OUT
[8 empty] | AP9570 Discount % | Rack PDU Basic 1U 30A 208V Four C19s APC Basic Rack PDU input: 208V
[8 empty] | AP9877 Discount % | APC Power Cord C19 to C20
APC Smart UPS X 1500VA
Part Number |  | Description |  | Service Duration | Lead Time | Unit List Price | Qty | Unit Net Price | Disc(%) | Extended Net Price |  | MDF 113 | IDF 206 | Central Plant
Cisco Network Equipment
| Central Plant | [12 empty] | 18873
SFP-10G-LR-S= |  | 10GBASE-LR SFP Module |  | --- | 0 | 1900 | 2 | 1900 | 0 | 3800 | Was SFP-10G-SR
WS-C3850-24U-E |  | Cisco Catalyst 3850 24 Port UPOE IP Services |  | --- | 14 | 11800 | 1 | 11800 | 0 | 11800
CON-SNT-WS8524UE |  | SMARTNET 8X5XNBD Cisco Catalyst 3850 |  | 36 | N/A | 743 | 1 | 743 | 0 | 743
S3850UK9-37E |  | CAT3850 Universal k9 image |  | --- | 14 | 0 | 1 | 0 | 0 | 0
C3850-NM-2-10G |  | Cisco Catalyst 3850 2 x 10GE Network Module |  | --- | 14 | 2500 | 1 | 2500 | 0 | 2500
CAB-TA-NA |  | North America AC Type A Power Cable |  | --- | 14 | 0 | 1 | 0 | 0 | 0
CAB-CONSOLE-USB |  | Console Cable 6 ft with USB Type A and mini-B |  | --- | 21 | 30 | 1 | 30 | 0 | 30
STACK-T1-50CM |  | 50CM Type 1 Stacking Cable |  | --- | 14 | 0 | 1 | 0 | 0 | 0
CAB-SPWR-30CM |  | Catalyst 3750X and 3850 Stack Power Cable 30 CM |  | --- | 14 | 0 | 1 | 0 | 0 | 0
FNF-AP |  | 90 Day Full Functionality Trial of LiveAction software |  | --- | 14 | 0 | 1 | 0 | 0 | 0
PWR-C1-1100WAC |  | 1100W AC Config 1 Power Supply |  | --- | 14 | 0 | 1 | 0 | 0 | 0
PWR-C1-BLANK |  | Config 1 Power Supply Blank |  | --- | 14 | 0 | 1 | 0 | 0 | 0
| Northline Campus MDF OPTION (Existing 6504 Uplinks) | [12 empty] | 4200
SFP-10G-LR-S= |  | 10GBASE-LR SFP Module |  |  |  | 1900 | 2 | 1900 | 0 | 3800
CVR-X2-SFP10G= |  | X2 to SFP+ Adaptor module |  | --- | 14 | 200 | 2 | 200 | 0 | 400
Variphy Licensing | [11 empty] | #REF! | #REF!
INST-CDR-1 |  | Variphy Insight CDR - Call History, Call Accounting, etc |  | MDF 113 | 0 | 7.7 | #REF! | 7.7 | 0 | #REF!
INST-CDR-1 |  | Variphy Insight CDR - Call History, Call Accounting, etc |  | IDF 206 | 0 | 7.7 | #REF! | 7.7 | 0 | #REF!
APC Uninterruptable Power Supplies
| 113 MDF | [10 empty] | 4118.95
SUA5000RMT5U | APC Smart-UPS 5000VA 208V Rackmount/Tower | APC Smart-UPS 5000VA 208V Rackmount/Tower | 1 |  | 21 | 3150 | 1 | 3150 | 0 | 3150
AP9626 | APC Step-Down Transformer RM 2U 208V IN 120V OUT | APC Step-Down Transformer RM 2U 208V IN 120V OUT | 1 |  | 21 | 599 | 1 | 599 | 0 | 599
AP9570 | Rack PDU Basic 1U 30A 208V Four C19s APC Basic Rack PDU input: 208V | Rack PDU Basic 1U 30A 208V Four C19s APC Basic Rack PDU input: 208V | 1 |  | 21 | 249.99 | 1 | 249.99 | 0 | 249.99
AP9877 | APC Power Cord C19 to C20 | APC Power Cord C19 to C20 | 4 |  | 21 | 29.99 | 4 | 29.99 | 0 | 119.96
| 206 IDF | [11 empty] | 4118.95
SUA5000RMT5U | APC Smart-UPS 5000VA 208V Rackmount/Tower | APC Smart-UPS 5000VA 208V Rackmount/Tower | 1 |  | 21 | 3150 | 1 | 3150 | 0 | 3150
AP9626 | APC Step-Down Transformer RM 2U 208V IN 120V OUT | APC Step-Down Transformer RM 2U 208V IN 120V OUT | 1 |  | 21 | 599 | 1 | 599 | 0 | 599
AP9570 | Rack PDU Basic 1U 30A 208V Four C19s APC Basic Rack PDU input: 208V | Rack PDU Basic 1U 30A 208V Four C19s APC Basic Rack PDU input: 208V | 1 |  | 21 | 249.99 | 1 | 249.99 | 0 | 249.99
AP9877 | APC Power Cord C19 to C20 | APC Power Cord C19 to C20 | 4 |  | 21 | 29.99 | 4 | 29.99 | 0 | 119.96
| Central Plan | [12 empty] | 829
SMX1500RM2U |  | APC Smart UPS X 1500VA |  |  | 21 | 829 | 1 | 829 | 0 | 829
[9 empty] | Total | #REF!
[8 empty] | GRAND TOTAL |  | 23902

## (NE) NLCentral Plant-Cable
[6 empty] | MDF - 1st Floor |  |  |  |  | Total
Parts No. | Description | Length | Unit | TOTAL QTY | Price | QTY | QTY | QTY | QTY | QTY | Extended Price
| MISCELLANEOUS |  |  |  |  | 0 | 0 | 0 | 0 | 0
HLT3I-X0 | Panduit Tak-Ty Hook and loop cable ties, 12" length, HLT3I-X0, roll of 10 | 12" | Roll | 0 | [6 empty] | 0
S100X150VAC | Panduit P1 Self-Laminating Label Cassettes for PanTher LS8E hand-held printer. 200 labels per package. | n/a | Cassette | 0 | [6 empty] | 0
NWSLC-3Y | Panduit Orange cable identification sleeve for 3mm Simplex cable, 1" Length, Pack of 100 | n/a | Bag | 0 | [6 empty] | 0
| CABLES |  |  |  |  | 0 | 0 | 0 | 0 | 0
CPCSSX2-0ZF005 | Commscope, Systimax solution, CAT6A, RJ45, Straight patch cable, No boot, Blue Color | 5 ft | Each | 0 | [6 empty] | 0
CPCSSX2-0ZF007 | Commscope, Systimax solution, CAT6A, RJ45, Straight patch cable, No boot, Blue Color | 7 ft | Each | 0 | [6 empty] | 0
CPCSSX2-0ZF010 | Commscope, Systimax solution, CAT6A, RJ45, Straight patch cable, No boot, Blue Color | 10 ft | Each | 0 | [6 empty] | 0
CPCSSX2-0ZF015 | Commscope, Systimax solution, CAT6A, RJ45, Straight patch cable, No boot, Blue Color | 15 ft | Each | 0 | [6 empty] | 0
CPCSSX2-0ZF020 | Commscope, Systimax solution, CAT6A, RJ45, Straight patch cable, No boot, Blue Color | 20 ft | Each | 0 | [6 empty] | 0
CPCSSX2-0ZF025 | Commscope, Systimax solution, CAT6A, RJ45, Straight patch cable, No boot, Blue Color | 25 ft | Each | 0 | [6 empty] | 0
CPCSSX2-0ZF030 | Commscope, Systimax solution, CAT6A, RJ45, Straight patch cable, No boot, Blue Color | 30 ft | Each | 0 | [6 empty] | 0
CPCSSX2-0ZF035 | Commscope, Systimax solution, CAT6A, RJ45, Straight patch cable, No boot, Blue Color | 35 ft | Each | 0 | [6 empty] | 0
CPC3312-03F005 | Commscope, Systimax solution, CAT6, RJ45, Straight patch cable, No boot, Gray Color | 5 ft | Each | 24 |  | 24 |  |  |  |  | 0
CPC3312-03F007 | Commscope, Systimax solution, CAT6, RJ45, Straight patch cable, No boot, Gray Color | 7 ft | Each | 0 |  | 0 |  |  |  |  | 0
CPC3312-03F010 | Commscope, Systimax solution, CAT6, RJ45, Straight patch cable, No boot, Gray Color | 10 ft | Each | 0 |  | 0 |  |  |  |  | 0 | Will use current HCC inventory for (24) 10' Cables
CPC3312-03F015 | Commscope, Systimax solution, CAT6, RJ45, Straight patch cable, No boot, Gray Color | 15 ft | Each | 0 | [6 empty] | 0
CPC3312-03F025 | Commscope, Systimax solution, CAT6, RJ45, Straight patch cable, No boot, Gray Color | 25 ft | Each | 0 | [6 empty] | 0
CPC3312-03F030 | Commscope, Systimax solution, CAT6, RJ45, Straight patch cable, No boot, Gray Color | 30 ft | Each | 0 | [6 empty] | 0
CPC3312-03F035 | Commscope, Systimax solution, CAT6, RJ45, Straight patch cable, No boot, Gray Color | 35 ft | Each | 0 | [6 empty] | 0
CPC3312-03F050 | Commscope, Systimax solution, CAT6, RJ45, Straight patch cable, No boot, Gray Color | 50 ft | Each | 0 | [6 empty] | 0
| LC - SC |  |  |  |  | 0 | 0 | 0 | 0 | 0
FEXLCSC42-MXF010 | Commscope, Systimax solution, LC - SC , 10Gb Duplex Multimode 50/125 OM4 fiber cable, Aqua color | 10 ft | Each | 4 |  | 4 |  |  |  |  | 0
FEXLCSC42-MXF015 | Commscope, Systimax solution, LC - SC , 10Gb Duplex Multimode 50/125 OM4 fiber cable, Aqua color | 15 ft | Each | 0 | [6 empty] | 0
FEXLCSC42-MXF020 | Commscope, Systimax solution, LC - SC , 10Gb Duplex Multimode 50/125 OM4 fiber cable, Aqua color | 20 ft | Each | 0 | [6 empty] | 0
FEXLCSC42-MXF025 | Commscope, Systimax solution, LC - SC , 10Gb Duplex Multimode 50/125 OM4 fiber cable, Aqua color | 25 ft | Each | 0 | [6 empty] | 0
FEXLCSC42-MXF030 | Commscope, Systimax solution, LC - SC , 10Gb Duplex Multimode 50/125 OM4 fiber cable, Aqua color | 30 ft | Each | 0 | [6 empty] | 0
FEXLCSC42-MXF035 | Commscope, Systimax solution, LC - SC , 10Gb Duplex Multimode 50/125 OM4 fiber cable, Aqua color | 35 ft | Each | 0 | [6 empty] | 0
FEXLCSC42-MXF040 | Commscope, Systimax solution, LC - SC , 10Gb Duplex Multimode 50/125 OM4 fiber cable, Aqua color | 40 ft | Each | 0 | [6 empty] | 0
FEXLCSC42-MXF045 | Commscope, Systimax solution, LC - SC , 10Gb Duplex Multimode 50/125 OM4 fiber cable, Aqua color | 45 ft | Each | 0 | [6 empty] | 0
FEXLCSC42-MXF050 | Commscope, Systimax solution, LC - SC , 10Gb Duplex Multimode 50/125 OM4 fiber cable, Aqua color | 50 ft | Each | 0 | [6 empty] | 0
| LC - LC |  |  |  |  | 0 | 0 | 0 | 0 | 0
FEXLCLC42-MXF010 | Commscope, Systimax solution, LC - LC , 10Gb Duplex Multimode 50/125 OM4 fiber cable, Aqua color | 10 ft | Each | 0 | [6 empty] | 0
FEXLCLC42-MXF015 | Commscope, Systimax solution, LC - LC , 10Gb Duplex Multimode 50/125 OM4 fiber cable, Aqua color | 15 ft | Each | 0 | [6 empty] | 0
FEXLCLC42-MXF020 | Commscope, Systimax solution, LC - LC , 10Gb Duplex Multimode 50/125 OM4 fiber cable, Aqua color | 20 ft | Each | 0 | [6 empty] | 0
FEXLCLC42-MXF025 | Commscope, Systimax solution, LC - LC , 10Gb Duplex Multimode 50/125 OM4 fiber cable, Aqua color | 25 ft | Each | 0 | [6 empty] | 0
FEXLCLC42-MXF030 | Commscope, Systimax solution, LC - LC , 10Gb Duplex Multimode 50/125 OM4 fiber cable, Aqua color | 30 ft | Each | 0 | [6 empty] | 0
FEXLCLC42-MXF035 | Commscope, Systimax solution, LC - LC , 10Gb Duplex Multimode 50/125 OM4 fiber cable, Aqua color | 35 ft | Each | 0 | [6 empty] | 0
FEXLCLC42-MXF040 | Commscope, Systimax solution, LC - LC , 10Gb Duplex Multimode 50/125 OM4 fiber cable, Aqua color | 40 ft | Each | 0 | [6 empty] | 0
FEXLCLC42-MXF045 | Commscope, Systimax solution, LC - LC , 10Gb Duplex Multimode 50/125 OM4 fiber cable, Aqua color | 45 ft | Each | 0 | [6 empty] | 0
FEXLCLC42-MXF050 | Commscope, Systimax solution, LC - LC , 10Gb Duplex Multimode 50/125 OM4 fiber cable, Aqua color | 50 ft | Each | 0 | [6 empty] | 0
| SC - SC |  |  |  |  | 0 | 0 | 0 | 0 | 0
FEXSCSC42-MXF010 | Commscope, Systimax solution, SC - SC , 10Gb Duplex Multimode 50/125 OM4 fiber cable, Aqua color | 10 ft | Each | 0 | [6 empty] | 0
FEXSCSC42-MXF015 | Commscope, Systimax solution, SC - SC , 10Gb Duplex Multimode 50/125 OM4 fiber cable, Aqua color | 15 ft | Each | 0 | [6 empty] | 0
FEXSCSC42-MXF020 | Commscope, Systimax solution, SC - SC , 10Gb Duplex Multimode 50/125 OM4 fiber cable, Aqua color | 20 ft | Each | 0 | [6 empty] | 0
FEXSCSC42-MXF025 | Commscope, Systimax solution, SC - SC , 10Gb Duplex Multimode 50/125 OM4 fiber cable, Aqua color | 25 ft | Each | 0 | [6 empty] | 0
FEXSCSC42-MXF030 | Commscope, Systimax solution, SC - SC , 10Gb Duplex Multimode 50/125 OM4 fiber cable, Aqua color | 30 ft | Each | 0 | [6 empty] | 0
FEXSCSC42-MXF035 | Commscope, Systimax solution, SC - SC , 10Gb Duplex Multimode 50/125 OM4 fiber cable, Aqua color | 35 ft | Each | 0 | [6 empty] | 0
FEXSCSC42-MXF040 | Commscope, Systimax solution, SC - SC , 10Gb Duplex Multimode 50/125 OM4 fiber cable, Aqua color | 40 ft | Each | 0 | [6 empty] | 0
FEXSCSC42-MXF045 | Commscope, Systimax solution, SC - SC , 10Gb Duplex Multimode 50/125 OM4 fiber cable, Aqua color | 45 ft | Each | 0 | [6 empty] | 0
FEXSCSC42-MXF050 | Commscope, Systimax solution, SC - SC , 10Gb Duplex Multimode 50/125 OM4 fiber cable, Aqua color | 50 ft | Each | 0 | [6 empty] | 0
| LC - SC |  |  |  |  | 0 | 0 | 0 | 0 | 0
FEWLCSC42-JXF010 | Commscope, Systimax solution, LC - SC , TERASPEED Singlemode 8.3/125 SM fiber cable, Yellow color | 10 ft | Each | 0 | [6 empty] | 0
FEWLCSC42-JXF015 | Commscope, Systimax solution, LC - SC , TERASPEED Singlemode 8.3/125 SM fiber cable, Yellow color | 15 ft | Each | 0 | [6 empty] | 0
FEWLCSC42-JXF020 | Commscope, Systimax solution, LC - SC , TERASPEED Singlemode 8.3/125 SM fiber cable, Yellow color | 20 ft | Each | 0 | [6 empty] | 0
FEWLCSC42-JXF025 | Commscope, Systimax solution, LC - SC , TERASPEED Singlemode 8.3/125 SM fiber cable, Yellow color | 25 ft | Each | 0 | [6 empty] | 0
FEWLCSC42-JXF030 | Commscope, Systimax solution, LC - SC , TERASPEED Singlemode 8.3/125 SM fiber cable, Yellow color | 30 ft | Each | 0 | [6 empty] | 0
FEWLCSC42-JXF035 | Commscope, Systimax solution, LC - SC , TERASPEED Singlemode 8.3/125 SM fiber cable, Yellow color | 35 ft | Each | 0 | [6 empty] | 0
FEWLCSC42-JXF040 | Commscope, Systimax solution, LC - SC , TERASPEED Singlemode 8.3/125 SM fiber cable, Yellow color | 40 ft | Each | 0 | [6 empty] | 0
FEWLCSC42-JXF045 | Commscope, Systimax solution, LC - SC , TERASPEED Singlemode 8.3/125 SM fiber cable, Yellow color | 45 ft | Each | 0 | [6 empty] | 0
FEWLCSC42-JXF050 | Commscope, Systimax solution, LC - SC , TERASPEED Singlemode 8.3/125 SM fiber cable, Yellow color | 50 ft | Each | 0 | [6 empty] | 0
| ANALOG |  |  |  |  | 0 | 0 | 0 | 0 | 0
N154-050-C3 | TRIPPLITE - Cat3 25-Pair Telco Cable (RJ21 M to Open End), 50-ft. | 50 ft | Each | 0 | [6 empty] | 0
N154-100-C3 | TRIPPLITE - Cat3 25-Pair Telco Cable (RJ21 M to Open End), 100-ft. | 100 ft | Each | 0 | [6 empty] | 0
P110KB1005Y | Panduit PAN-PUNCH 110 - punch-down block | n/a | Each | 0 | [6 empty] | 0
25-3-PX-50-GY | 25PAIR TELCO M-BL 50FT | 50 ft | Each | 0 | [6 empty] | 0
S700A110-B1-50 | Siemon's 50-pair pre-wired S110 block with legs | n/a | Each | 0 | [6 empty] | 0
ELN25T-0025-MM | Blackbox CAT3 Telco Connector Cable (UTP), PVC (25-3-PP-25-GY) | 25 ft | Each | 0 | [6 empty] | 0
ELN25TP-0025-MM | Blackbox CAT3 Telco Connector Cable (UTP), PLENUM (25PP25PL3) | 25 ft | Each | 0 | [6 empty] | 0
ELN25T-0050-MM | Blackbox CAT3 Telco Connector Cable (UTP), PVC (25-3-PP-50-GY) | 50 ft | Each | 0 | [6 empty] | 0
ELN25TP-0050-MM | Blackbox CAT3 Telco Connector Cable (UTP), PLENUM (25PP50PL3) | 50 ft | Each | 0 | [6 empty] | 0
S110P1-P1-15 | Siemon cable, 1 Pair Double Ended 110 Patchcord, 110 TO 110 | 15 ft | Each | 0 | [6 empty] | 0
S110P1-U1-15 | Siemon cable, 1 Pair Double Ended 110 Patchcord, 110 TO RJ11 | 15 ft | Each | 0 | [6 empty] | 0
S110P1-U4-15 | Siemon cable, 1 Pair Double Ended 110 Patchcord, 110 TO RJ45 | 15 ft | Each | 0 | [6 empty] | 0
EYN7001BL-1000 | Blackbox Cross-Connect Wire, 1 Pair, White/Blue w Blue - 1000ft | 1000 ft | Each | 1 |  | 1 |  |  |  |  | 0
[9 empty] | GRAND TOTAL |  | 0

## (CE) South-Network
CE- Central South Campus | [7 empty] | Hardware Discount %
Smartnet Discount %
Variphy Lic Discount %
[8 empty] | SUA5000RMT5U Disc % | APC Smart-UPS 5000VA 208V Rackmount/Tower
[8 empty] | AP9626 Discount % | APC Step-Down Transformer RM 2U 208V IN 120V OUT
[8 empty] | AP9570 Discount % | Rack PDU Basic 1U 30A 208V Four C19s APC Basic Rack PDU input: 208V
[8 empty] | AP9877 Discount % | APC Power Cord C19 to C20
APC Smart UPS X 1500VA
Part Number |  | Description |  | Service Duration | Lead Time | Unit List Price | Qty | Unit Net Price | Disc(%) | Extended Net Price |  |  | MDF A110 - 1st Floor | IDF A211 - 2nd Floor | Central Plant | Willie Lee Gay MDF
Cisco Network Equipment
ONENTWK-EN-07-10 w/ 4 UPOE/mGig Blades | [10 empty] | TOTALS: | 744032.35 | 294479.45 | 263449.6 | 0 | 186103.3 | 0
| A110 MDF - 4507-1 - VSS # 1 | [11 empty] | 177466.35
ONENTWK-EN-07-10 |  | 4507+2xSUP8e, 2x4748-UPoE,10P Bundle |  | --- | 0 | 0 | 1 | 0 | 0 | 0
AIR-CAP3702I-AK910 |  | 802.11ac Ctrlr 10APs 4x4:3SS w/CleanAir; Int; A Reg Domain |  | --- | 0 | 10913.5 | 1 | 10913.5 | 0 | 10913.5
SWAP3700-RCOVRY-K9 |  | Cisco 3700 Series IOS WIRELESS LAN RECOVERY |  | --- | 0 | 0 | 10 | 0 | 0 | 0
AIR-AP-BRACKET-2 |  | 802.11n AP Universal Mounting Bracket |  | --- | 0 | 0 | 10 | 0 | 0 | 0
AIR-AP-T-RAIL-R |  | Ceiling Grid Clip for Aironet APs - Recessed Mount (Default) |  | --- | 0 | 0 | 10 | 0 | 0 | 0
AIR-CAP3702I-ABULK |  | BOM Level AP3700i Bulk PID for A reg domain |  | --- | 0 | 0 | 10 | 0 | 0 | 0
WS-C4507R+E |  | Catalyst4500E 7 slot chassis for 48Gbps/slot, fan, no ps |  | --- | 0 | 5106.35 | 1 | 5106.35 | 0 | 5106.35
CON-SNT-C4507R+E |  | SMARTNET 8X5XNBD Catalyst4500E 7 slot chassis for 48Gbps |  | 36 | N/A | 2760 | 1 | 2760 | 0 | 2760
CAB-CON-C4K-RJ45 |  | Console Cable 6ft with RJ-45-to-RJ-45 |  | --- | 0 | 0 | 1 | 0 | 0 | 0
S45EUK9-S8-37E |  | CAT4500e SUP8e Universal Crypto Image |  | --- | 0 | 0 | 1 | 0 | 0 | 0
C4K-SLOT-CVR-E |  | Catalyst 4500 E-Series Family Slot Cover |  | --- | 0 | 0 | 1 | 0 | 0 | 0
C4500E-IP-ES |  | Paper IP to Ent Services License |  | --- | 0 | 7296.35 | 1 | 7296.35 | 0 | 7296.35
FNF-AP |  | 90 Day Full Functionality Trial of LiveAction software |  | --- | 0 | 0 | 1 | 0 | 0 | 0
EW-JX-50SW |  | Key for Cisco EnergyWise Mgmt (JouleX) 45-day trial License |  | --- | 0 | 0 | 1 | 0 | 0 | 0
WS-X45-SUP8-E |  | Catalyst 4500 E-Series Supervisor 8-E |  | --- | 0 | 14596.35 | 1 | 14596.35 | 0 | 14596.35
SFP-10G-SR-S |  | 10GBASE-SR SFP Module |  | --- | 0 | 650 | 4 | 650 | 0 | 2600 | Was 726.356, Now 650
SFP-10G-LR-S= |  | 10GBASE-LR SFP Module |  |  |  | 1900 | 2 | 1900 | 0 | 3800
WS-X45-SUP8-E/2 |  | Catalyst 4500 E-Series Redundant Supervisor 8-E |  | --- | 0 | 14596.35 | 2 | 14596.35 | 0 | 29192.7
WS-X4748-12X48U+E |  | Catalyst 4500E 48-Port UPOE w/ 12p mGig and 36p 10/100/1000 |  | --- | 0 | 7296.35 | 1 | 7296.35 | 0 | 7296.35
WS-X4748-12X48U+E |  | Catalyst 4500E 48-Port UPOE w/ 12p mGig and 36p 10/100/1000 |  | --- | 0 | 7296.35 | 1 | 7296.35 | 0 | 7296.35
WS-X4748-12X48U+E |  | Catalyst 4500E 48-Port UPOE w/ 12p mGig and 36p 10/100/1000 |  | --- | 0 | 7296.35 | 1 | 7296.35 | 0 | 7296.35 | Added
WS-X4748-12X48U+E |  | Catalyst 4500E 48-Port UPOE w/ 12p mGig and 36p 10/100/1000 |  | --- | 0 | 7296.35 | 1 | 7296.35 | 0 | 7296.35 | Added
PWR-C45-6000ACV |  | Catalyst 4500 6000W AC dual input Power Supply (Data + PoE) |  | --- | 0 | 2916.35 | 1 | 2916.35 | 0 | 2916.35
CAB-AC-2800W-TWLK |  | U.S. Power Cord, Twist Lock, NEMA 6-20 Plug |  | --- | 0 | 0 | 4 | 0 | 0 | 0
PWR-C45-6000ACV/2 |  | Catalyst 4500 6000W AC dual input Power Supply (Data + PoE) |  | --- | 0 | 2916.35 | 1 | 2916.35 | 0 | 2916.35
C1FBUCAT4500S= |  | Cisco ONE Upg-to Foundation Perpetual Cat4500 Bundles Std |  | --- | 0 | 100 | 1 | 100 | 0 | 100
CON-ECMU-C1FBC45S |  | SWSS UPGRADES C1 FND Perpetual Cat4500 Bndl Std |  | 36 | N/A | 1631 | 1 | 1631 | 0 | 1631
C1-ISE-BASE-CAT4K |  | Cisco ONE Identity Services Engine 150 EndPoint Base Lic |  | --- | 0 | 0 | 1 | 0 | 0 | 0
C1-R-C4500E-IPBLIC |  | Cisco ONE IP Base (reference, no lic) |  | --- | 0 | 0 | 1 | 0 | 0 | 0
C1-EGW-150-K9 |  | Cisco ONE Energy Mgmt Perpetual Lic - 150 DO End Points |  | --- | 0 | 0 | 1 | 0 | 0 | 0
C1-PI-LFAS-4K6K-K9 |  | Cisco ONE PI Device License for LF & AS for Cat 4k, 6k |  | --- | 0 | 0 | 1 | 0 | 0 | 0
C1F1UAIRK9= |  | Cisco ONE Mid-cycle Refresh-Disc Fndn Per-Wireless AP |  | --- | 0 | 100 | 10 | 100 | 0 | 1000
CON-ECMU-C1FPAIR |  | SWSS UPGRADES C1 Foundation Perpetual - Wireless |  | 36 | N/A | 53 | 10 | 53 | 0 | 530
C1-MSE-PAK |  | Cisco ONE MSE License PAK |  | --- | 0 | 0 | 10 | 0 | 0 | 0
C1-MSE-LS-1 |  | Cisco ONE Mobility Services Engine Base Location 1AP license |  | --- | 0 | 0 | 10 | 0 | 0 | 0
C1-ISE-BASE-AP |  | Cisco ONE Identity Services Engine 25 EndPoint Base Lic |  | --- | 0 | 0 | 10 | 0 | 0 | 0
C1-PI-LFAS-AP-K9 |  | Cisco ONE PI Device License for LF & AS for WLAN |  | --- | 0 | 0 | 10 | 0 | 0 | 0
C1-R-WLC-1 |  | Cisco ONE Wireless LAN Controller (Reference, No License) |  | --- | 0 | 0 | 10 | 0 | 0 | 0
SFP-H10GB-CU1M= |  | 10GBASE-CU SFP+ Cable 1 Meter |  | --- | 6 | 100 | 2 | 100 | 0 | 200
SFP-H10GB-CU3M= |  | 10GBASE-CU SFP+ Cable 3 Meter |  | --- | 2 | 100 | 2 | 100 | 0 | 200
C4K-SLOT-CVR-E= |  | Catalyst 4500 E-Series Family Slot Cover (Spare) |  |  | 0 | 50 | 4 | 50 | 0 | 200 | Added
AIR-CAP3702I-AK910 |  | 802.11ac Ctrlr 10APs 4x4:3SS w/CleanAir; Int; A Reg Domain |  | --- | 0 | 14950 | 1 | 8073 | 46 | 8073
SWAP3700-RCOVRY-K9 |  | Cisco 3700 Series IOS WIRELESS LAN RECOVERY |  | --- | 0 | 0 | 10 | 0 | 46 | 0
AIR-AP-T-RAIL-R |  | Ceiling Grid Clip for Aironet APs - Recessed Mount (Default) |  | --- | 0 | 0 | 10 | 0 | 46 | 0
AIR-CAP3702I-ABULK |  | BOM Level AP3700i Bulk PID for A reg domain |  | --- | 0 | 0 | 10 | 0 | 46 | 0
AIR-AP-BRACKET-2 |  | 802.11n AP Universal Mounting Bracket |  | --- | 0 | 0 | 10 | 0 | 46 | 0
CP-7821-K9= |  | Cisco UC Phone 7821 - Wall |  | --- | 0 | 255 | 20 | 255 | 0 | 5100
CP-7800-WMK= |  | Spare Wallmount Kit for Cisco UC Phone 7800 Series |  | --- | 0 | 75 | 20 | 75 | 0 | 1500
CP-8845-K9= |  | Cisco IP Phone 8845 - Desk |  | --- | 21 | 575 | 20 | 575 | 0 | 11500
CP-8865-K9= |  | Cisco IP Phone 8865 - Video |  | --- | 21 | 795 | 1 | 795 | 0 | 795
CP-BEKEM= |  | Cisco IP Phone 8800 Key Expansion Module |  | --- | 0 | 490 | 2 | 490 | 0 | 980
CP-8831-K9= |  | Cisco 8831 Base/Control Panel - Conference |  | --- | 0 | 1395 | 1 | 1395 | 0 | 1395
CP-MIC-WIRED-S= |  | Cisco 8831 Wired Microphone Kit |  | --- | 0 | 350 | 1 | 350 | 0 | 350
CP-DX70-W-K9= |  | Cisco DX70 (White) |  | --- | 21 | 2750 | 1 | 2750 | 0 | 2750
CON-SNT-CPDX70WK |  | SNTC-8X5XNBD Cisco Desktop Collaboration Experience D |  | 36 | N/A | 220 | 1 | 220 | 0 | 220
CP-PWR-CORD-NA |  | Power Cord, North America |  | --- | 21 | 0 | 1 | 0 | 0 | 0
VG204XM |  | Cisco VG204XM Analog Voice Gateway |  | --- | 0 | 1295 | 0 | 1295 | 0 | 0
CON-SNT-VG204XM |  | SNTC-8X5XNBD Cisco VG204 Analog V |  | 12 | 0 | 104 | 0 | 104 | 0 | 0
SVG2XIPV-15403M |  | Cisco VG20X Series IOS IP VOICE |  | --- | 0 | 0 | 0 | 0 | 0 | 0
CAB-AC |  | AC Power Cord (North America), C13, NEMA 5-15P, 2.1m |  | --- | 0 | 0 | 0 | 0 | 0 | 0
CAB-ETH-S-RJ45 |  | Yellow Cable for Ethernet, Straight-through, RJ-45, 6 feet |  | --- | 0 | 0 | 0 | 0 | 0 | 0
PWR-30W-AC |  | Power Supply 30 Watt AC |  | --- | 0 | 0 | 0 | 0 | 0 | 0
VG310 |  | Modular 24 FXS Port VoIP Gateway with PVDM3-64 |  | --- | 0 | 5400 | 1 | 5400 | 0 | 5400
CON-SNT-VG310ICV |  | SMARTNET 8X5XNBD Cisco VG310 - Modular 24 FXS Port Voice |  | 36 | N/A | 449 | 1 | 449 | 0 | 449
SVG3XUK9-15403M |  | Cisco VG3X0 UNIVERSAL |  | --- | 0 | 0 | 1 | 0 | 0 | 0
MEM-CF-256MB |  | 256MB Compact Flash for Cisco 1900, 2900, 3900 ISR |  | --- | 0 | 0 | 1 | 0 | 0 | 0
CAB-AC |  | AC Power Cord (North America), C13, NEMA 5-15P, 2.1m |  | --- | 0 | 0 | 1 | 0 | 0 | 0
CAB-CONSOLE-USB |  | Console Cable 6 ft with USB Type A and mini-B |  | --- | 0 | 30 | 1 | 30 | 0 | 30
HWIC-BLANK |  | Blank faceplate for HWIC slot on Cisco ISR |  | --- | 0 | 0 | 1 | 0 | 0 | 0
SL-VG3X0-UC-K9 |  | Cisco VG3X0 Unified Communications License |  | --- | 0 | 0 | 1 | 0 | 0 | 0
SL-VG3X0-IPB-K9 |  | Cisco VG3X0 IP Base License |  | --- | 0 | 0 | 1 | 0 | 0 | 0
CTS-SX10N-K9 |  | SX10 HD w/ wall mount, int 5x cam and mic |  | --- | N/A | 3990 | 1 | 3990 | 0 | 3990
CON-ECDN-CTSSX1NK |  | ESS WITH 8X5XNBD SX10 HD w/ wall mount, int 5x cam and mi |  | 36 | N/A | 320 | 1 | 320 | 0 | 320
PWR-CORD-US-A |  | Pwr Cord US 1.8m Black YP-12 To YC-12 |  | --- | 14 | 0 | 1 | 0 | 0 | 0
LIC-TC-CRYPTO-K9 |  | License key to activate sw encryption module |  | --- | 14 | 0 | 1 | 0 | 0 | 0
CTS-CTRL-DVX-10 |  | Touch 10 Control Device - selectable option |  | --- | 14 | 1500 | 1 | 1500 | 0 | 1500
CON-ECDN-CTLDV10 |  | ESS WITH 8X5XNBD Cisco Touch 10 inch |  | 36 | N/A | 259 | 1 | 259 | 0 | 259
CTS-POE-INJ |  | Touch10 PoE power injector |  | --- | 14 | 99 | 1 | 99 | 0 | 99
CAB-ETH-5M |  | Ethernet cable (5m) for auto expand |  | --- | 14 | 0 | 1 | 0 | 0 | 0
PWR-CORD-US-A |  | Pwr Cord US 1.8m Black YP-12 To YC-12 |  | --- | 14 | 0 | 1 | 0 | 0 | 0
CAB-DV10-4M |  | 4 meter flat grey Ethernet cable for Touch 10 |  | --- | 21 | 0 | 1 | 0 | 0 | 0
PWR-SX10-AC+ |  | Power supply for SX10 |  | --- | N/A | 0 | 1 | 0 | 0 | 0
CTS-SX10NCODEC |  | SX10 Codec |  | --- | N/A | 0 | 1 | 0 | 0 | 0
BRKT-SX10-WMK |  | SX10 Wall Mount |  | --- | 14 | 0 | 1 | 0 | 0 | 0
CTS-RMT-TRC6 |  | Remote Control TRC 6 |  | --- | 14 | 0 | 1 | 0 | 0 | 0
SW-S52030-TC7-K9 |  | SW Image for SX10 |  | --- | 14 | 0 | 1 | 0 | 0 | 0
CAB-2HDMI-2M |  | HDMI-HDMI cab, 2m auto expand |  | --- | 14 | 0 | 1 | 0 | 0 | 0
CAB-DV10-8M- |  | 8 meter flat grey Ethernet cable for Touch 10 |  | --- | 21 | 0 | 1 | 0 | 0 | 0
CAB-PRESO-2HDMI |  | Presentation cable, HDMI to HDMI, 8 meter, gray |  | --- | N/A | 60 | 1 | 60 | 0 | 60
CTS-MIC-TABL20 |  | Cisco TelePresence Table Microphone 20 |  | --- | N/A | 468 | 1 | 468 | 0 | 468
CTS-SX20-PHD12X-K9 |  | SX20 Quick Set HD, NPP, 12xPHDCam, 1 mic, remote cntrl |  | --- | 14 | 11900 | 1 | 11900 | 0 | 11900
CON-ECDN-SX2PHD12 |  | ESS WITH 8X5XNBD SX20 Qk Set HD, NPP, 12xPHDCam,1 mic,RC |  | 36 | N/A | 1071 | 1 | 1071 | 0 | 1071
CAB-MIC20-EXT |  | Extension cable for the Performance microphone |  | --- | 14 | 30 | 1 | 30 | 0 | 30
PWR-CORD-US-A |  | Pwr Cord US 1.8m Black YP-12 To YC-12 |  | --- | 14 | 0 | 1 | 0 | 0 | 0
CTS-QSC20-MIC |  | Performance Microphone 20 |  | --- | 14 | 468 | 1 | 468 | 0 | 468
CON-ECDN-QSC20MIC |  | ESS WITH 8X5XNBD Precision Microphone 20 |  | 36 | N/A | 42 | 1 | 42 | 0 | 42
CTS-CTRL-DVX-10 |  | Touch 10 Control Device - selectable option |  | --- | 14 | 1500 | 1 | 1500 | 0 | 1500
CON-ECDN-CTLDV10 |  | ESS WITH 8X5XNBD Cisco Touch 10 inch |  | 36 | N/A | 259 | 1 | 259 | 0 | 259
CTS-POE-INJ |  | Touch10 PoE power injector |  | --- | 14 | 99 | 1 | 99 | 0 | 99
CTS-SX20-QS-WMK |  | Wall Mount Kit for SX20 |  | --- | 14 | 499 | 1 | 499 | 0 | 499
LIC-SX20-DD |  | Dual Display Option for SX20 |  | --- | 14 | 0 | 1 | 0 | 0 | 0
LIC-SX20-PR |  | Premium Resolution Option for SX20 |  | --- | 14 | 0 | 1 | 0 | 0 | 0
CTS-RMT-TRC5 |  | Remote Control TRC 5 |  | --- | 14 | 0 | 1 | 0 | 0 | 0
CTS-PHD1080P12XS2+ |  | PrecisionHD Camera 1080p 12x Gen 2 for use in auto expand |  | --- | 14 | 0 | 1 | 0 | 0 | 0
CTS-QSC20-MIC+ |  | Performance Mic - for auto expand only |  | --- | 14 | 0 | 1 | 0 | 0 | 0
PWR-CORD-US-A |  | Pwr Cord US 1.8m Black YP-12 To YC-12 |  | --- | 14 | 0 | 1 | 0 | 0 | 0
BRKT-PHD-MONITOR |  | Bracket mounting for 12x PHDCAM to monitor |  | --- | 14 | 0 | 1 | 0 | 0 | 0
CAB-HDMI-PHD12XS |  | Custom 12xcamera cable; HDMI, Cont. and Power (3m) |  | --- | 14 | 0 | 1 | 0 | 0 | 0
LIC-SX20 |  | SX20 License Key |  | --- | 14 | 0 | 1 | 0 | 0 | 0
LIC-SX20-HD |  | High Definition Feature for SX20 |  | --- | 14 | 0 | 1 | 0 | 0 | 0
LIC-SX20-NPP |  | SX20 Natural Presenter Package (NPP) Option |  | --- | 14 | 0 | 1 | 0 | 0 | 0
CAB-DV10-4M |  | 4 meter flat grey Ethernet cable for Touch 10 |  | --- | 21 | 0 | 1 | 0 | 0 | 0
CAB-DV10-8M- |  | 8 meter flat grey Ethernet cable for Touch 10 |  | --- | 21 | 0 | 1 | 0 | 0 | 0
CAB-2HDMI-3M |  | HDMI to HDMI cable |  | --- | 14 | 0 | 2 | 0 | 0 | 0
CTS-SX20CODEC-K9 |  | SX20 Codec - encrypted |  | --- | 14 | 0 | 1 | 0 | 0 | 0
LIC-S52010-TC-K9 |  | License Key Software Encrypted |  | --- | 14 | 0 | 1 | 0 | 0 | 0
SW-S52010-TC7-K9 |  | SW Image for SX20 and MX200/300 (2nd gen) series endpoints |  | --- | 14 | 0 | 1 | 0 | 0 | 0
VIDEO CONFERENCE ACCESSORIES
CTS-QSC20-MIC= |  | Performance Microphone 20 |  | --- | 14 | 468 | 1 | 468 | 0 | 468
CON-ECDN-QSC20MIC |  | ESS WITH 8X5XNBD Precision Microphone 20 |  | 36 | N/A | 42 | 1 | 42 | 0 | 42
CAB-MIC20-EXT= |  | Extension cable for Performance microphone |  | --- | 14 | 30 | 1 | 30 | 0 | 30
CP-8831-MIC-WRLS= |  | Wireless Microphone Kit for Cisco IP Conference Phone 8831 |  | --- | 14 | 676 | 1 | 676 | 0 | 676
[6 empty] | 0 | 0 | 0 | 0 | 0
[6 empty] | 0 | 0 | 0 | 0 | 0
[6 empty] | 0 | 0 | 0 | 0 | 0
ONENTWK-EN-07-10 w/ 4 UPOE/mGig Blades
| A110 MDF - 4507-2 - VSS # 2 | [11 empty] | 108421
ONENTWK-EN-07-10 |  | 4507+2xSUP8e, 2x4748-UPoE,10P Bundle |  | --- | 0 | 0 | 1 | 0 | 0 | 0
AIR-CAP3702I-AK910 |  | 802.11ac Ctrlr 10APs 4x4:3SS w/CleanAir; Int; A Reg Domain |  | --- | 0 | 10913.5 | 1 | 10913.5 | 0 | 10913.5
SWAP3700-RCOVRY-K9 |  | Cisco 3700 Series IOS WIRELESS LAN RECOVERY |  | --- | 0 | 0 | 10 | 0 | 0 | 0
AIR-AP-BRACKET-2 |  | 802.11n AP Universal Mounting Bracket |  | --- | 0 | 0 | 10 | 0 | 0 | 0
AIR-AP-T-RAIL-R |  | Ceiling Grid Clip for Aironet APs - Recessed Mount (Default) |  | --- | 0 | 0 | 10 | 0 | 0 | 0
AIR-CAP3702I-ABULK |  | BOM Level AP3700i Bulk PID for A reg domain |  | --- | 0 | 0 | 10 | 0 | 0 | 0
WS-C4507R+E |  | Catalyst4500E 7 slot chassis for 48Gbps/slot, fan, no ps |  | --- | 0 | 5106.35 | 1 | 5106.35 | 0 | 5106.35
CON-SNT-C4507R+E |  | SMARTNET 8X5XNBD Catalyst4500E 7 slot chassis for 48Gbps |  | 36 | N/A | 2760 | 1 | 2760 | 0 | 2760
CAB-CON-C4K-RJ45 |  | Console Cable 6ft with RJ-45-to-RJ-45 |  | --- | 0 | 0 | 1 | 0 | 0 | 0
S45EUK9-S8-37E |  | CAT4500e SUP8e Universal Crypto Image |  | --- | 0 | 0 | 1 | 0 | 0 | 0
C4K-SLOT-CVR-E |  | Catalyst 4500 E-Series Family Slot Cover |  | --- | 0 | 0 | 1 | 0 | 0 | 0
C4500E-IP-ES |  | Paper IP to Ent Services License |  | --- | 0 | 7296.35 | 1 | 7296.35 | 0 | 7296.35
FNF-AP |  | 90 Day Full Functionality Trial of LiveAction software |  | --- | 0 | 0 | 1 | 0 | 0 | 0
EW-JX-50SW |  | Key for Cisco EnergyWise Mgmt (JouleX) 45-day trial License |  | --- | 0 | 0 | 1 | 0 | 0 | 0
WS-X45-SUP8-E |  | Catalyst 4500 E-Series Supervisor 8-E |  | --- | 0 | 14596.35 | 1 | 14596.35 | 0 | 14596.35
SFP-10G-SR-S |  | 10GBASE-SR SFP Module |  | --- | 0 | 650 | 4 | 650 | 0 | 2600 | Was 726.356, Now 650
SFP-10G-LR-S= |  | 10GBASE-LR SFP Module |  | --- | 0 | 1900 | 2 | 1900 | 0 | 3800
WS-X45-SUP8-E/2 |  | Catalyst 4500 E-Series Redundant Supervisor 8-E |  | --- | 0 | 14596.35 | 1 | 14596.35 | 0 | 14596.35
WS-X4748-12X48U+E |  | Catalyst 4500E 48-Port UPOE w/ 12p mGig and 36p 10/100/1000 |  | --- | 0 | 7296.35 | 1 | 7296.35 | 0 | 7296.35
WS-X4748-12X48U+E |  | Catalyst 4500E 48-Port UPOE w/ 12p mGig and 36p 10/100/1000 |  | --- | 0 | 7296.35 | 1 | 7296.35 | 0 | 7296.35
WS-X4748-12X48U+E |  | Catalyst 4500E 48-Port UPOE w/ 12p mGig and 36p 10/100/1000 |  | --- | 0 | 7296.35 | 1 | 7296.35 | 0 | 7296.35 | Added
WS-X4748-12X48U+E |  | Catalyst 4500E 48-Port UPOE w/ 12p mGig and 36p 10/100/1000 |  | --- | 0 | 7296.35 | 1 | 7296.35 | 0 | 7296.35 | Added
PWR-C45-6000ACV |  | Catalyst 4500 6000W AC dual input Power Supply (Data + PoE) |  | --- | 0 | 2916.35 | 1 | 2916.35 | 0 | 2916.35
CAB-AC-2800W-TWLK |  | U.S. Power Cord, Twist Lock, NEMA 6-20 Plug |  | --- | 0 | 0 | 4 | 0 | 0 | 0
PWR-C45-6000ACV/2 |  | Catalyst 4500 6000W AC dual input Power Supply (Data + PoE) |  | --- | 0 | 2916.35 | 1 | 2916.35 | 0 | 2916.35
C1FBUCAT4500S= |  | Cisco ONE Upg-to Foundation Perpetual Cat4500 Bundles Std |  | --- | 0 | 100 | 1 | 100 | 0 | 100
CON-ECMU-C1FBC45S |  | SWSS UPGRADES C1 FND Perpetual Cat4500 Bndl Std |  | 36 | N/A | 1631 | 1 | 1631 | 0 | 1631
C1-ISE-BASE-CAT4K |  | Cisco ONE Identity Services Engine 150 EndPoint Base Lic |  | --- | 0 | 0 | 1 | 0 | 0 | 0
C1-R-C4500E-IPBLIC |  | Cisco ONE IP Base (reference, no lic) |  | --- | 0 | 0 | 1 | 0 | 0 | 0
C1-EGW-150-K9 |  | Cisco ONE Energy Mgmt Perpetual Lic - 150 DO End Points |  | --- | 0 | 0 | 1 | 0 | 0 | 0
C1-PI-LFAS-4K6K-K9 |  | Cisco ONE PI Device License for LF & AS for Cat 4k, 6k |  | --- | 0 | 0 | 1 | 0 | 0 | 0
C1F1UAIRK9= |  | Cisco ONE Mid-cycle Refresh-Disc Fndn Per-Wireless AP |  | --- | 0 | 100 | 10 | 100 | 0 | 1000
CON-ECMU-C1FPAIR |  | SWSS UPGRADES C1 Foundation Perpetual - Wireless |  | 36 | N/A | 53 | 10 | 53 | 0 | 530
C1-MSE-PAK |  | Cisco ONE MSE License PAK |  | --- | 0 | 0 | 10 | 0 | 0 | 0
C1-MSE-LS-1 |  | Cisco ONE Mobility Services Engine Base Location 1AP license |  | --- | 0 | 0 | 10 | 0 | 0 | 0
C1-ISE-BASE-AP |  | Cisco ONE Identity Services Engine 25 EndPoint Base Lic |  | --- | 0 | 0 | 10 | 0 | 0 | 0
C1-PI-LFAS-AP-K9 |  | Cisco ONE PI Device License for LF & AS for WLAN |  | --- | 0 | 0 | 10 | 0 | 0 | 0
C1-R-WLC-1 |  | Cisco ONE Wireless LAN Controller (Reference, No License) |  | --- | 0 | 0 | 10 | 0 | 0 | 0
SFP-H10GB-CU1M= |  | 10GBASE-CU SFP+ Cable 1 Meter |  | --- | 6 | 100 | 2 | 100 | 0 | 200
SFP-H10GB-CU3M= |  | 10GBASE-CU SFP+ Cable 3 Meter |  | --- | 2 | 100 | 2 | 100 | 0 | 200
AIR-CAP3702I-AK910 |  | 802.11ac Ctrlr 10APs 4x4:3SS w/CleanAir; Int; A Reg Domain |  | --- | 0 | 14950 | 1 | 8073 | 46 | 8073
SWAP3700-RCOVRY-K9 |  | Cisco 3700 Series IOS WIRELESS LAN RECOVERY |  | --- | 0 | 0 | 10 | 0 | 46 | 0
AIR-AP-T-RAIL-R |  | Ceiling Grid Clip for Aironet APs - Recessed Mount (Default) |  | --- | 0 | 0 | 10 | 0 | 46 | 0
AIR-CAP3702I-ABULK |  | BOM Level AP3700i Bulk PID for A reg domain |  | --- | 0 | 0 | 10 | 0 | 46 | 0
AIR-AP-BRACKET-2 |  | 802.11n AP Universal Mounting Bracket |  | --- | 0 | 0 | 10 | 0 | 46 | 0
ONENTWK-EN-10-10 w/ 5 UPOE/mGig Blades
| A211 IDF - 4510-1 | [12 empty] | 140974.2
ONENTWK-ENT-10-10 |  | 4510,2xSUP8e, 4x4748-UPoE,10AP Bundle |  | --- | 0 | 0 | 1 | 0 | 0 | 0
WS-C4510R+E |  | Catalyst 4500E 10 slot chassis for 48Gbps/slot, fan, no ps |  | --- | 0 | 7596.2 | 1 | 7596.2 | 0 | 7596.2
CON-SNT-C4510R+E |  | SMARTNET 8X5XNBD Catalyst 4500E 10 slot chassis for 48Gbp |  | 36 | N/A | 5250 | 1 | 5250 | 0 | 5250
CAB-CON-C4K-RJ45 |  | Console Cable 6ft with RJ-45-to-RJ-45 |  | --- | 0 | 0 | 1 | 0 | 0 | 0
S45EUK9-S8-37E |  | CAT4500e SUP8e Universal Crypto Image |  | --- | 0 | 0 | 1 | 0 | 0 | 0
C4K-SLOT-CVR-E |  | Catalyst 4500 E-Series Family Slot Cover |  | --- | 0 | 0 | 1 | 0 | 0 | 0
C4500E-IP-ES |  | Paper IP to Ent Services License |  | --- | 0 | 7596.2 | 1 | 7596.2 | 0 | 7596.2
FNF-AP |  | 90 Day Full Functionality Trial of LiveAction software |  | --- | 0 | 0 | 1 | 0 | 0 | 0
EW-JX-50SW |  | Key for Cisco EnergyWise Mgmt (JouleX) 45-day trial License |  | --- | 0 | 0 | 1 | 0 | 0 | 0
WS-X45-SUP8-E |  | Catalyst 4500 E-Series Supervisor 8-E |  | --- | 0 | 15196.2 | 1 | 15196.2 | 0 | 15196.2
SFP-10G-SR-S |  | 10GBASE-SR SFP Module |  | --- | 0 | 650 | 2 | 650 | 0 | 1300 | Was 726.356, Now 650
WS-X45-SUP8-E/2 |  | Catalyst 4500 E-Series Redundant Supervisor 8-E |  | --- | 0 | 15196.2 | 1 | 15196.2 | 0 | 15196.2
WS-X4748-12X48U+E |  | Catalyst 4500E 48-Port UPOE w/ 12p mGig and 36p 10/100/1000 |  | --- | 0 | 7596.2 | 1 | 7596.2 | 0 | 7596.2
WS-X4748-12X48U+E |  | Catalyst 4500E 48-Port UPOE w/ 12p mGig and 36p 10/100/1000 |  | --- | 0 | 7596.2 | 1 | 7596.2 | 0 | 7596.2
WS-X4748-12X48U+E |  | Catalyst 4500E 48-Port UPOE w/ 12p mGig and 36p 10/100/1000 |  | --- | 0 | 7596.2 | 1 | 7596.2 | 0 | 7596.2
WS-X4748-12X48U+E |  | Catalyst 4500E 48-Port UPOE w/ 12p mGig and 36p 10/100/1000 |  | --- | 0 | 7596.2 | 1 | 7596.2 | 0 | 7596.2
WS-X4748-12X48U+E |  | Catalyst 4500E 48-Port UPOE w/ 12p mGig and 36p 10/100/1000 |  | --- | 0 | 7596.2 | 1 | 7596.2 | 0 | 7596.2 | Added
PWR-C45-9000ACV |  | Catalyst 4500E 9000W AC triple input Power Supply (Data + Po |  | --- | 0 | 4556.2 | 1 | 4556.2 | 0 | 4556.2 | Added
CAB-AC-2800W-TWLK |  | U.S. Power Cord, Twist Lock, NEMA 6-20 Plug |  | --- | 0 | 0 | 6 | 0 | 0 | 0
PWR-C45-9000ACV/2 |  | Catalyst 4500E 9000W AC triple input Power Supply (Data + Po |  | --- | 0 | 4556.2 | 1 | 4556.2 | 0 | 4556.2
AIR-CAP3702I-AK910 |  | 802.11ac Ctrlr 10APs 4x4:3SS w/CleanAir; Int; A Reg Domain |  | --- | 0 | 11362 | 1 | 11362 | 0 | 11362
SWAP3700-RCOVRY-K9 |  | Cisco 3700 Series IOS WIRELESS LAN RECOVERY |  | --- | 0 | 0 | 10 | 0 | 0 | 0
AIR-AP-BRACKET-2 |  | 802.11n AP Universal Mounting Bracket |  | --- | 0 | 0 | 10 | 0 | 0 | 0
AIR-AP-T-RAIL-R |  | Ceiling Grid Clip for Aironet APs - Recessed Mount (Default) |  | --- | 0 | 0 | 10 | 0 | 0 | 0
AIR-CAP3702I-ABULK |  | BOM Level AP3700i Bulk PID for A reg domain |  | --- | 0 | 0 | 10 | 0 | 0 | 0
C1FBUCAT4500S= |  | Cisco ONE Upg-to Foundation Perpetual Cat4500 Bundles Std |  | --- | 0 | 100 | 1 | 100 | 0 | 100
CON-ECMU-C1FBC45S |  | SWSS UPGRADES C1 FND Perpetual Cat4500 Bndl Std |  | 36 | N/A | 1631 | 1 | 1631 | 0 | 1631
C1-ISE-BASE-CAT4K |  | Cisco ONE Identity Services Engine 150 EndPoint Base Lic |  | --- | 0 | 0 | 1 | 0 | 0 | 0
C1-R-C4500E-IPBLIC |  | Cisco ONE IP Base (reference, no lic) |  | --- | 0 | 0 | 1 | 0 | 0 | 0
C1-EGW-150-K9 |  | Cisco ONE Energy Mgmt Perpetual Lic - 150 DO End Points |  | --- | 0 | 0 | 1 | 0 | 0 | 0
C1-PI-LFAS-4K6K-K9 |  | Cisco ONE PI Device License for LF & AS for Cat 4k, 6k |  | --- | 0 | 0 | 1 | 0 | 0 | 0
C1F1UAIRK9= |  | Cisco ONE Mid-cycle Refresh-Disc Fndn Per-Wireless AP |  | --- | 0 | 100 | 10 | 100 | 0 | 1000
CON-ECMU-C1FPAIR |  | SWSS UPGRADES C1 Foundation Perpetual - Wireless |  | 36 | N/A | 53 | 10 | 53 | 0 | 530
C1-MSE-LS-1 |  | Cisco ONE Mobility Services Engine Base Location 1AP license |  | --- | 0 | 0 | 10 | 0 | 0 | 0
C1-ISE-BASE-AP |  | Cisco ONE Identity Services Engine 25 EndPoint Base Lic |  | --- | 0 | 0 | 10 | 0 | 0 | 0
C1-PI-LFAS-AP-K9 |  | Cisco ONE PI Device License for LF & AS for WLAN |  | --- | 0 | 0 | 10 | 0 | 0 | 0
C1-R-WLC-1 |  | Cisco ONE Wireless LAN Controller (Reference, No License) |  | --- | 0 | 0 | 10 | 0 | 0 | 0
C1-MSE-PAK |  | Cisco ONE MSE License PAK |  | --- | 0 | 0 | 10 | 0 | 0 | 0
AIR-CAP3702I-AK910 |  | 802.11ac Ctrlr 10APs 4x4:3SS w/CleanAir; Int; A Reg Domain |  | --- | 0 | 14950 | 1 | 8073 | 46 | 8073
SWAP3700-RCOVRY-K9 |  | Cisco 3700 Series IOS WIRELESS LAN RECOVERY |  | --- | 0 | 0 | 10 | 0 | 46 | 0
AIR-AP-T-RAIL-R |  | Ceiling Grid Clip for Aironet APs - Recessed Mount (Default) |  | --- | 0 | 0 | 10 | 0 | 46 | 0
AIR-CAP3702I-ABULK |  | BOM Level AP3700i Bulk PID for A reg domain |  | --- | 0 | 0 | 10 | 0 | 46 | 0
AIR-AP-BRACKET-2 |  | 802.11n AP Universal Mounting Bracket |  | --- | 0 | 0 | 10 | 0 | 46 | 0
CP-7821-K9= |  | Cisco UC Phone 7821 - Wall |  | --- | 0 | 255 | 20 | 255 | 0 | 5100
CP-7800-WMK= |  | Spare Wallmount Kit for Cisco UC Phone 7800 Series |  | --- | 0 | 75 | 20 | 75 | 0 | 1500
CP-8845-K9= |  | Cisco IP Phone 8845 - Desk |  | --- | 21 | 575 | 15 | 575 | 0 | 8625
CP-8865-K9= |  | Cisco IP Phone 8865 - Video |  | --- | 21 | 795 | 2 | 795 | 0 | 1590
CP-BEKEM= |  | Cisco IP Phone 8800 Key Expansion Module |  | --- | 0 | 490 | 1 | 490 | 0 | 490
CP-8831-K9= |  | Cisco 8831 Base/Control Panel - Conference |  | --- | 0 | 1395 | 1 | 1395 | 0 | 1395
CP-MIC-WIRED-S= |  | Cisco 8831 Wired Microphone Kit |  | --- | 0 | 350 | 1 | 350 | 0 | 350
CP-DX70-W-K9= |  | Cisco DX70 (White) |  | --- | 21 | 2750 | 0 | 2750 | 0 | 0
CON-SNT-CPDX70WK |  | SNTC-8X5XNBD Cisco Desktop Collaboration Experience D |  | 12 | N/A | 220 | 0 | 220 | 0 | 0
CP-PWR-CORD-NA |  | Power Cord, North America |  | --- | 21 | 0 | 0 | 0 | 0 | 0
VG204XM |  | Cisco VG204XM Analog Voice Gateway |  | --- | 0 | 1295 | 0 | 1295 | 0 | 0
CON-SNT-VG204XM |  | SNTC-8X5XNBD Cisco VG204 Analog V |  | 12 | 0 | 104 | 0 | 104 | 0 | 0
SVG2XIPV-15403M |  | Cisco VG20X Series IOS IP VOICE |  | --- | 0 | 0 | 0 | 0 | 0 | 0
CAB-AC |  | AC Power Cord (North America), C13, NEMA 5-15P, 2.1m |  | --- | 0 | 0 | 0 | 0 | 0 | 0
CAB-ETH-S-RJ45 |  | Yellow Cable for Ethernet, Straight-through, RJ-45, 6 feet |  | --- | 0 | 0 | 0 | 0 | 0 | 0
PWR-30W-AC |  | Power Supply 30 Watt AC |  | --- | 0 | 0 | 0 | 0 | 0 | 0
VG310 |  | Modular 24 FXS Port VoIP Gateway with PVDM3-64 |  | --- | 0 | 5400 | 0 | 5400 | 0 | 0
CON-SNT-VG310ICV |  | SMARTNET 8X5XNBD Cisco VG310 - Modular 24 FXS Port Voice |  | 12 | N/A | 449 | 0 | 449 | 0 | 0
SVG3XUK9-15403M |  | Cisco VG3X0 UNIVERSAL |  | --- | 0 | 0 | 0 | 0 | 0 | 0
MEM-CF-256MB |  | 256MB Compact Flash for Cisco 1900, 2900, 3900 ISR |  | --- | 0 | 0 | 0 | 0 | 0 | 0
CAB-AC |  | AC Power Cord (North America), C13, NEMA 5-15P, 2.1m |  | --- | 0 | 0 | 0 | 0 | 0 | 0
CAB-CONSOLE-USB |  | Console Cable 6 ft with USB Type A and mini-B |  | --- | 0 | 30 | 0 | 30 | 0 | 0
HWIC-BLANK |  | Blank faceplate for HWIC slot on Cisco ISR |  | --- | 0 | 0 | 0 | 0 | 0 | 0
SL-VG3X0-UC-K9 |  | Cisco VG3X0 Unified Communications License |  | --- | 0 | 0 | 0 | 0 | 0 | 0
SL-VG3X0-IPB-K9 |  | Cisco VG3X0 IP Base License |  | --- | 0 | 0 | 0 | 0 | 0 | 0
CTS-SX10N-K9 |  | SX10 HD w/ wall mount, int 5x cam and mic |  | --- | N/A | 3990 | 0 | 3990 | 0 | 0
CON-ECDN-CTSSX1NK |  | ESS WITH 8X5XNBD SX10 HD w/ wall mount, int 5x cam and mi |  | 12 | N/A | 320 | 0 | 320 | 0 | 0
PWR-CORD-US-A |  | Pwr Cord US 1.8m Black YP-12 To YC-12 |  | --- | 14 | 0 | 0 | 0 | 0 | 0
LIC-TC-CRYPTO-K9 |  | License key to activate sw encryption module |  | --- | 14 | 0 | 0 | 0 | 0 | 0
CTS-CTRL-DVX-10 |  | Touch 10 Control Device - selectable option |  | --- | 14 | 1500 | 0 | 1500 | 0 | 0
CON-ECDN-CTLDV10 |  | ESS WITH 8X5XNBD Cisco Touch 10 inch |  | 12 | N/A | 259 | 0 | 259 | 0 | 0
CTS-POE-INJ |  | Touch10 PoE power injector |  | --- | 14 | 99 | 0 | 99 | 0 | 0
CAB-ETH-5M |  | Ethernet cable (5m) for auto expand |  | --- | 14 | 0 | 0 | 0 | 0 | 0
PWR-CORD-US-A |  | Pwr Cord US 1.8m Black YP-12 To YC-12 |  | --- | 14 | 0 | 0 | 0 | 0 | 0
CAB-DV10-4M |  | 4 meter flat grey Ethernet cable for Touch 10 |  | --- | 21 | 0 | 0 | 0 | 0 | 0
PWR-SX10-AC+ |  | Power supply for SX10 |  | --- | N/A | 0 | 0 | 0 | 0 | 0
CTS-SX10NCODEC |  | SX10 Codec |  | --- | N/A | 0 | 0 | 0 | 0 | 0
BRKT-SX10-WMK |  | SX10 Wall Mount |  | --- | 14 | 0 | 0 | 0 | 0 | 0
CTS-RMT-TRC6 |  | Remote Control TRC 6 |  | --- | 14 | 0 | 0 | 0 | 0 | 0
SW-S52030-TC7-K9 |  | SW Image for SX10 |  | --- | 14 | 0 | 0 | 0 | 0 | 0
CAB-2HDMI-2M |  | HDMI-HDMI cab, 2m auto expand |  | --- | 14 | 0 | 0 | 0 | 0 | 0
CAB-DV10-8M- |  | 8 meter flat grey Ethernet cable for Touch 10 |  | --- | 21 | 0 | 0 | 0 | 0 | 0
CAB-PRESO-2HDMI |  | Presentation cable, HDMI to HDMI, 8 meter, gray |  | --- | N/A | 60 | 0 | 60 | 0 | 0
CTS-MIC-TABL20 |  | Cisco TelePresence Table Microphone 20 |  | --- | N/A | 468 | 0 | 468 | 0 | 0
CTS-SX20-PHD12X-K9 |  | SX20 Quick Set HD, NPP, 12xPHDCam, 1 mic, remote cntrl |  | --- | 14 | 11900 | 0 | 11900 | 0 | 0
CON-ECDN-SX2PHD12 |  | ESS WITH 8X5XNBD SX20 Qk Set HD, NPP, 12xPHDCam,1 mic,RC |  | 12 | N/A | 1071 | 0 | 1071 | 0 | 0
CAB-MIC20-EXT |  | Extension cable for the Performance microphone |  | --- | 14 | 30 | 0 | 30 | 0 | 0
PWR-CORD-US-A |  | Pwr Cord US 1.8m Black YP-12 To YC-12 |  | --- | 14 | 0 | 0 | 0 | 0 | 0
CTS-QSC20-MIC |  | Performance Microphone 20 |  | --- | 14 | 468 | 0 | 468 | 0 | 0
CON-ECDN-QSC20MIC |  | ESS WITH 8X5XNBD Precision Microphone 20 |  | 12 | N/A | 42 | 0 | 42 | 0 | 0
CTS-CTRL-DVX-10 |  | Touch 10 Control Device - selectable option |  | --- | 14 | 1500 | 0 | 1500 | 0 | 0
CON-ECDN-CTLDV10 |  | ESS WITH 8X5XNBD Cisco Touch 10 inch |  | 12 | N/A | 259 | 0 | 259 | 0 | 0
CTS-POE-INJ |  | Touch10 PoE power injector |  | --- | 14 | 99 | 0 | 99 | 0 | 0
CTS-SX20-QS-WMK |  | Wall Mount Kit for SX20 |  | --- | 14 | 499 | 0 | 499 | 0 | 0
LIC-SX20-DD |  | Dual Display Option for SX20 |  | --- | 14 | 0 | 0 | 0 | 0 | 0
LIC-SX20-PR |  | Premium Resolution Option for SX20 |  | --- | 14 | 0 | 0 | 0 | 0 | 0
CTS-RMT-TRC5 |  | Remote Control TRC 5 |  | --- | 14 | 0 | 0 | 0 | 0 | 0
CTS-PHD1080P12XS2+ |  | PrecisionHD Camera 1080p 12x Gen 2 for use in auto expand |  | --- | 14 | 0 | 0 | 0 | 0 | 0
CTS-QSC20-MIC+ |  | Performance Mic - for auto expand only |  | --- | 14 | 0 | 0 | 0 | 0 | 0
PWR-CORD-US-A |  | Pwr Cord US 1.8m Black YP-12 To YC-12 |  | --- | 14 | 0 | 0 | 0 | 0 | 0
BRKT-PHD-MONITOR |  | Bracket mounting for 12x PHDCAM to monitor |  | --- | 14 | 0 | 0 | 0 | 0 | 0
CAB-HDMI-PHD12XS |  | Custom 12xcamera cable; HDMI, Cont. and Power (3m) |  | --- | 14 | 0 | 0 | 0 | 0 | 0
LIC-SX20 |  | SX20 License Key |  | --- | 14 | 0 | 0 | 0 | 0 | 0
LIC-SX20-HD |  | High Definition Feature for SX20 |  | --- | 14 | 0 | 0 | 0 | 0 | 0
LIC-SX20-NPP |  | SX20 Natural Presenter Package (NPP) Option |  | --- | 14 | 0 | 0 | 0 | 0 | 0
CAB-DV10-4M |  | 4 meter flat grey Ethernet cable for Touch 10 |  | --- | 21 | 0 | 0 | 0 | 0 | 0
CAB-DV10-8M- |  | 8 meter flat grey Ethernet cable for Touch 10 |  | --- | 21 | 0 | 0 | 0 | 0 | 0
CAB-2HDMI-3M |  | HDMI to HDMI cable |  | --- | 14 | 0 | 0 | 0 | 0 | 0
CTS-SX20CODEC-K9 |  | SX20 Codec - encrypted |  | --- | 14 | 0 | 0 | 0 | 0 | 0
LIC-S52010-TC-K9 |  | License Key Software Encrypted |  | --- | 14 | 0 | 0 | 0 | 0 | 0
SW-S52010-TC7-K9 |  | SW Image for SX20 and MX200/300 (2nd gen) series endpoints |  | --- | 14 | 0 | 0 | 0 | 0 | 0
VIDEO CONFERENCE ACCESSORIES
CTS-QSC20-MIC= |  | Performance Microphone 20 |  | --- | 14 | 468 | 0 | 468 | 0 | 0
CON-ECDN-QSC20MIC |  | ESS WITH 8X5XNBD Precision Microphone 20 |  | 12 | N/A | 42 | 0 | 42 | 0 | 0
CAB-MIC20-EXT= |  | Extension cable for Performance microphone |  | --- | 14 | 30 | 0 | 30 | 0 | 0
CP-8831-MIC-WRLS= |  | Wireless Microphone Kit for Cisco IP Conference Phone 8831 |  | --- | 14 | 676 | 0 | 676 | 0 | 0
[6 empty] | 0 | 0 | 0 | 0 | 0
[6 empty] | 0 | 0 | 0 | 0 | 0
[6 empty] | 0 | 0 | 0 | 0 | 0
ONENTWK-EN-10-10 w/ 4 UPOE/mGig Blades
| A211 IDF - 4510-2 | [12 empty] | 106905
ONENTWK-ENT-10-10 |  | 4510,2xSUP8e, 4x4748-UPoE,10AP Bundle |  | --- | 0 | 0 | 1 | 0 | 0 | 0
WS-C4510R+E |  | Catalyst 4500E 10 slot chassis for 48Gbps/slot, fan, no ps |  | --- | 0 | 7596.2 | 1 | 7596.2 | 0 | 7596.2
CON-SNT-C4510R+E |  | SMARTNET 8X5XNBD Catalyst 4500E 10 slot chassis for 48Gbp |  | 36 | N/A | 5250 | 1 | 5250 | 0 | 5250
CAB-CON-C4K-RJ45 |  | Console Cable 6ft with RJ-45-to-RJ-45 |  | --- | 0 | 0 | 1 | 0 | 0 | 0
S45EUK9-S8-37E |  | CAT4500e SUP8e Universal Crypto Image |  | --- | 0 | 0 | 1 | 0 | 0 | 0
C4K-SLOT-CVR-E |  | Catalyst 4500 E-Series Family Slot Cover |  | --- | 0 | 0 | 1 | 0 | 0 | 0
C4500E-IP-ES |  | Paper IP to Ent Services License |  | --- | 0 | 7596.2 | 1 | 7596.2 | 0 | 7596.2
FNF-AP |  | 90 Day Full Functionality Trial of LiveAction software |  | --- | 0 | 0 | 1 | 0 | 0 | 0
EW-JX-50SW |  | Key for Cisco EnergyWise Mgmt (JouleX) 45-day trial License |  | --- | 0 | 0 | 1 | 0 | 0 | 0
WS-X45-SUP8-E |  | Catalyst 4500 E-Series Supervisor 8-E |  | --- | 0 | 15196.2 | 1 | 15196.2 | 0 | 15196.2
SFP-10G-SR-S |  | 10GBASE-SR SFP Module |  | --- | 0 | 650 | 3 | 650 | 0 | 1950 | Was 726.356, Now 650
WS-X45-SUP8-E/2 |  | Catalyst 4500 E-Series Redundant Supervisor 8-E |  | --- | 0 | 15196.2 | 1 | 15196.2 | 0 | 15196.2
WS-X4748-12X48U+E |  | Catalyst 4500E 48-Port UPOE w/ 12p mGig and 36p 10/100/1000 |  | --- | 0 | 7596.2 | 1 | 7596.2 | 0 | 7596.2
WS-X4748-12X48U+E |  | Catalyst 4500E 48-Port UPOE w/ 12p mGig and 36p 10/100/1000 |  | --- | 0 | 7596.2 | 1 | 7596.2 | 0 | 7596.2
WS-X4748-12X48U+E |  | Catalyst 4500E 48-Port UPOE w/ 12p mGig and 36p 10/100/1000 |  | --- | 0 | 7596.2 | 1 | 7596.2 | 0 | 7596.2
WS-X4748-12X48U+E |  | Catalyst 4500E 48-Port UPOE w/ 12p mGig and 36p 10/100/1000 |  | --- | 0 | 7596.2 | 1 | 7596.2 | 0 | 7596.2
PWR-C45-9000ACV |  | Catalyst 4500E 9000W AC triple input Power Supply (Data + Po |  | --- | 0 | 4556.2 | 1 | 4556.2 | 0 | 4556.2
CAB-AC-2800W-TWLK |  | U.S. Power Cord, Twist Lock, NEMA 6-20 Plug |  | --- | 0 | 0 | 6 | 0 | 0 | 0
PWR-C45-9000ACV/2 |  | Catalyst 4500E 9000W AC triple input Power Supply (Data + Po |  | --- | 0 | 4556.2 | 1 | 4556.2 | 0 | 4556.2
AIR-CAP3702I-AK910 |  | 802.11ac Ctrlr 10APs 4x4:3SS w/CleanAir; Int; A Reg Domain |  | --- | 0 | 11362 | 1 | 11362 | 0 | 11362
SWAP3700-RCOVRY-K9 |  | Cisco 3700 Series IOS WIRELESS LAN RECOVERY |  | --- | 0 | 0 | 10 | 0 | 0 | 0
AIR-AP-BRACKET-2 |  | 802.11n AP Universal Mounting Bracket |  | --- | 0 | 0 | 10 | 0 | 0 | 0
AIR-AP-T-RAIL-R |  | Ceiling Grid Clip for Aironet APs - Recessed Mount (Default) |  | --- | 0 | 0 | 10 | 0 | 0 | 0
AIR-CAP3702I-ABULK |  | BOM Level AP3700i Bulk PID for A reg domain |  | --- | 0 | 0 | 10 | 0 | 0 | 0
C1FBUCAT4500S= |  | Cisco ONE Upg-to Foundation Perpetual Cat4500 Bundles Std |  | --- | 0 | 100 | 1 | 100 | 0 | 100
CON-ECMU-C1FBC45S |  | SWSS UPGRADES C1 FND Perpetual Cat4500 Bndl Std |  | 36 | N/A | 1631 | 1 | 1631 | 0 | 1631
C1-ISE-BASE-CAT4K |  | Cisco ONE Identity Services Engine 150 EndPoint Base Lic |  | --- | 0 | 0 | 1 | 0 | 0 | 0
C1-R-C4500E-IPBLIC |  | Cisco ONE IP Base (reference, no lic) |  | --- | 0 | 0 | 1 | 0 | 0 | 0
C1-EGW-150-K9 |  | Cisco ONE Energy Mgmt Perpetual Lic - 150 DO End Points |  | --- | 0 | 0 | 1 | 0 | 0 | 0
C1-PI-LFAS-4K6K-K9 |  | Cisco ONE PI Device License for LF & AS for Cat 4k, 6k |  | --- | 0 | 0 | 1 | 0 | 0 | 0
C1F1UAIRK9= |  | Cisco ONE Mid-cycle Refresh-Disc Fndn Per-Wireless AP |  | --- | 0 | 100 | 10 | 100 | 0 | 1000
CON-ECMU-C1FPAIR |  | SWSS UPGRADES C1 Foundation Perpetual - Wireless |  | 36 | N/A | 53 | 10 | 53 | 0 | 530
C1-MSE-LS-1 |  | Cisco ONE Mobility Services Engine Base Location 1AP license |  | --- | 0 | 0 | 10 | 0 | 0 | 0
C1-ISE-BASE-AP |  | Cisco ONE Identity Services Engine 25 EndPoint Base Lic |  | --- | 0 | 0 | 10 | 0 | 0 | 0
C1-PI-LFAS-AP-K9 |  | Cisco ONE PI Device License for LF & AS for WLAN |  | --- | 0 | 0 | 10 | 0 | 0 | 0
C1-R-WLC-1 |  | Cisco ONE Wireless LAN Controller (Reference, No License) |  | --- | 0 | 0 | 10 | 0 | 0 | 0
C1-MSE-PAK |  | Cisco ONE MSE License PAK |  | --- | 0 | 0 | 10 | 0 | 0 | 0
0
Willie Lee Gay MDF - Replace current 3750 and exhausted 4506
ONENTWK-EN-07-10 w/ 3 UPOE/mGig Blades
| WLG MDF - 4507-1 - VSS # 1 | [14 empty] | 93051.65
ONENTWK-EN-07-10 |  | 4507+2xSUP8e, 2x4748-UPoE,10P Bundle |  | --- | 0 | 0 | 1 | 0 | 0 | 0
AIR-CAP3702I-AK910 |  | 802.11ac Ctrlr 10APs 4x4:3SS w/CleanAir; Int; A Reg Domain |  | --- | 0 | 10913.5 | 1 | 10913.5 | 0 | 10913.5
SWAP3700-RCOVRY-K9 |  | Cisco 3700 Series IOS WIRELESS LAN RECOVERY |  | --- | 0 | 0 | 10 | 0 | 0 | 0
AIR-AP-BRACKET-2 |  | 802.11n AP Universal Mounting Bracket |  | --- | 0 | 0 | 10 | 0 | 0 | 0
AIR-AP-T-RAIL-R |  | Ceiling Grid Clip for Aironet APs - Recessed Mount (Default) |  | --- | 0 | 0 | 10 | 0 | 0 | 0
AIR-CAP3702I-ABULK |  | BOM Level AP3700i Bulk PID for A reg domain |  | --- | 0 | 0 | 10 | 0 | 0 | 0
WS-C4507R+E |  | Catalyst4500E 7 slot chassis for 48Gbps/slot, fan, no ps |  | --- | 0 | 5106.35 | 1 | 5106.35 | 0 | 5106.35
CON-SNT-C4507R+E |  | SMARTNET 8X5XNBD Catalyst4500E 7 slot chassis for 48Gbps |  | 36 | N/A | 2760 | 1 | 2760 | 0 | 2760
CAB-CON-C4K-RJ45 |  | Console Cable 6ft with RJ-45-to-RJ-45 |  | --- | 0 | 0 | 1 | 0 | 0 | 0
S45EUK9-S8-37E |  | CAT4500e SUP8e Universal Crypto Image |  | --- | 0 | 0 | 1 | 0 | 0 | 0
C4K-SLOT-CVR-E |  | Catalyst 4500 E-Series Family Slot Cover |  | --- | 0 | 0 | 1 | 0 | 0 | 0
C4500E-IP-ES |  | Paper IP to Ent Services License |  | --- | 0 | 7296.35 | 1 | 7296.35 | 0 | 7296.35
FNF-AP |  | 90 Day Full Functionality Trial of LiveAction software |  | --- | 0 | 0 | 1 | 0 | 0 | 0
EW-JX-50SW |  | Key for Cisco EnergyWise Mgmt (JouleX) 45-day trial License |  | --- | 0 | 0 | 1 | 0 | 0 | 0
WS-X45-SUP8-E |  | Catalyst 4500 E-Series Supervisor 8-E |  | --- | 0 | 14596.35 | 1 | 14596.35 | 0 | 14596.35
CVR-X2-SFP10G= |  | X2 to SFP+ Adaptor module |  | --- | 14 | 200 | 2 | 200 | 0 | 400 | Added
SFP-10G-SR-S |  | 10GBASE-SR SFP Module |  | --- | 0 | 650 | 4 | 650 | 0 | 2600 | Was 726.356, Now 650
SFP-10G-LR-S= |  | 10GBASE-LR SFP Module |  | --- | 0 | 1900 | 2 | 1900 | 0 | 3800
WS-X45-SUP8-E/2 |  | Catalyst 4500 E-Series Redundant Supervisor 8-E |  | --- | 0 | 14596.35 | 1 | 14596.35 | 0 | 14596.35
WS-X4748-12X48U+E |  | Catalyst 4500E 48-Port UPOE w/ 12p mGig and 36p 10/100/1000 |  | --- | 0 | 7296.35 | 1 | 7296.35 | 0 | 7296.35
WS-X4748-12X48U+E |  | Catalyst 4500E 48-Port UPOE w/ 12p mGig and 36p 10/100/1000 |  | --- | 0 | 7296.35 | 1 | 7296.35 | 0 | 7296.35
WS-X4748-12X48U+E |  | Catalyst 4500E 48-Port UPOE w/ 12p mGig and 36p 10/100/1000 |  | --- | 0 | 7296.35 | 1 | 7296.35 | 0 | 7296.35 | Added
PWR-C45-6000ACV |  | Catalyst 4500 6000W AC dual input Power Supply (Data + PoE) |  | --- | 0 | 2916.35 | 1 | 2916.35 | 0 | 2916.35
CAB-AC-2800W-TWLK |  | U.S. Power Cord, Twist Lock, NEMA 6-20 Plug |  | --- | 0 | 0 | 4 | 0 | 0 | 0
PWR-C45-6000ACV/2 |  | Catalyst 4500 6000W AC dual input Power Supply (Data + PoE) |  | --- | 0 | 2916.35 | 1 | 2916.35 | 0 | 2916.35
C1FBUCAT4500S= |  | Cisco ONE Upg-to Foundation Perpetual Cat4500 Bundles Std |  | --- | 0 | 100 | 1 | 100 | 0 | 100
CON-ECMU-C1FBC45S |  | SWSS UPGRADES C1 FND Perpetual Cat4500 Bndl Std |  | 36 | N/A | 1631 | 1 | 1631 | 0 | 1631
C1-ISE-BASE-CAT4K |  | Cisco ONE Identity Services Engine 150 EndPoint Base Lic |  | --- | 0 | 0 | 1 | 0 | 0 | 0
C1-R-C4500E-IPBLIC |  | Cisco ONE IP Base (reference, no lic) |  | --- | 0 | 0 | 1 | 0 | 0 | 0
C1-EGW-150-K9 |  | Cisco ONE Energy Mgmt Perpetual Lic - 150 DO End Points |  | --- | 0 | 0 | 1 | 0 | 0 | 0
C1-PI-LFAS-4K6K-K9 |  | Cisco ONE PI Device License for LF & AS for Cat 4k, 6k |  | --- | 0 | 0 | 1 | 0 | 0 | 0
C1F1UAIRK9= |  | Cisco ONE Mid-cycle Refresh-Disc Fndn Per-Wireless AP |  | --- | 0 | 100 | 10 | 100 | 0 | 1000
CON-ECMU-C1FPAIR |  | SWSS UPGRADES C1 Foundation Perpetual - Wireless |  | 36 | N/A | 53 | 10 | 53 | 0 | 530
C1-MSE-PAK |  | Cisco ONE MSE License PAK |  | --- | 0 | 0 | 10 | 0 | 0 | 0
C1-MSE-LS-1 |  | Cisco ONE Mobility Services Engine Base Location 1AP license |  | --- | 0 | 0 | 10 | 0 | 0 | 0
C1-ISE-BASE-AP |  | Cisco ONE Identity Services Engine 25 EndPoint Base Lic |  | --- | 0 | 0 | 10 | 0 | 0 | 0
C1-PI-LFAS-AP-K9 |  | Cisco ONE PI Device License for LF & AS for WLAN |  | --- | 0 | 0 | 10 | 0 | 0 | 0
C1-R-WLC-1 |  | Cisco ONE Wireless LAN Controller (Reference, No License) |  | --- | 0 | 0 | 10 | 0 | 0 | 0
SFP-H10GB-CU1M= |  | 10GBASE-CU SFP+ Cable 1 Meter |  | --- | 6 | 100 | 2 | 100 | 0 | 200
SFP-H10GB-CU3M= |  | 10GBASE-CU SFP+ Cable 3 Meter |  | --- | 2 | 100 | 2 | 100 | 0 | 200
ONENTWK-EN-07-10 w/ 3 UPOE/mGig Blades
Bundle with 10 total APs, 10 Wall Phones/Mounts, 20 Desk Phones, and 1 Conference Phone (1 yr SmartNET)
| WLG MDF - 4507-2 VSS # 2 | [14 empty] | 93051.65
ONENTWK-EN-07-10 |  | 4507+2xSUP8e, 2x4748-UPoE,10P Bundle |  | --- | 0 | 0 | 1 | 0 | 0 | 0
AIR-CAP3702I-AK910 |  | 802.11ac Ctrlr 10APs 4x4:3SS w/CleanAir; Int; A Reg Domain |  | --- | 0 | 10913.5 | 1 | 10913.5 | 0 | 10913.5
SWAP3700-RCOVRY-K9 |  | Cisco 3700 Series IOS WIRELESS LAN RECOVERY |  | --- | 0 | 0 | 10 | 0 | 0 | 0
AIR-AP-BRACKET-2 |  | 802.11n AP Universal Mounting Bracket |  | --- | 0 | 0 | 10 | 0 | 0 | 0
AIR-AP-T-RAIL-R |  | Ceiling Grid Clip for Aironet APs - Recessed Mount (Default) |  | --- | 0 | 0 | 10 | 0 | 0 | 0
AIR-CAP3702I-ABULK |  | BOM Level AP3700i Bulk PID for A reg domain |  | --- | 0 | 0 | 10 | 0 | 0 | 0
WS-C4507R+E |  | Catalyst4500E 7 slot chassis for 48Gbps/slot, fan, no ps |  | --- | 0 | 5106.35 | 1 | 5106.35 | 0 | 5106.35
CON-SNT-C4507R+E |  | SMARTNET 8X5XNBD Catalyst4500E 7 slot chassis for 48Gbps |  | 36 | N/A | 2760 | 1 | 2760 | 0 | 2760
CAB-CON-C4K-RJ45 |  | Console Cable 6ft with RJ-45-to-RJ-45 |  | --- | 0 | 0 | 1 | 0 | 0 | 0
S45EUK9-S8-37E |  | CAT4500e SUP8e Universal Crypto Image |  | --- | 0 | 0 | 1 | 0 | 0 | 0
C4K-SLOT-CVR-E |  | Catalyst 4500 E-Series Family Slot Cover |  | --- | 0 | 0 | 1 | 0 | 0 | 0
C4500E-IP-ES |  | Paper IP to Ent Services License |  | --- | 0 | 7296.35 | 1 | 7296.35 | 0 | 7296.35
FNF-AP |  | 90 Day Full Functionality Trial of LiveAction software |  | --- | 0 | 0 | 1 | 0 | 0 | 0
EW-JX-50SW |  | Key for Cisco EnergyWise Mgmt (JouleX) 45-day trial License |  | --- | 0 | 0 | 1 | 0 | 0 | 0
WS-X45-SUP8-E |  | Catalyst 4500 E-Series Supervisor 8-E |  | --- | 0 | 14596.35 | 1 | 14596.35 | 0 | 14596.35
CVR-X2-SFP10G= |  | X2 to SFP+ Adaptor module |  | --- | 14 | 200 | 2 | 200 | 0 | 400 | Added
SFP-10G-SR-S |  | 10GBASE-SR SFP Module |  | --- | 0 | 650 | 4 | 650 | 0 | 2600 | Was 726.356, Now 650
SFP-10G-LR-S= |  | 10GBASE-LR SFP Module |  | --- | 0 | 1900 | 2 | 1900 | 0 | 3800
WS-X45-SUP8-E/2 |  | Catalyst 4500 E-Series Redundant Supervisor 8-E |  | --- | 0 | 14596.35 | 1 | 14596.35 | 0 | 14596.35
WS-X4748-12X48U+E |  | Catalyst 4500E 48-Port UPOE w/ 12p mGig and 36p 10/100/1000 |  | --- | 0 | 7296.35 | 1 | 7296.35 | 0 | 7296.35
WS-X4748-12X48U+E |  | Catalyst 4500E 48-Port UPOE w/ 12p mGig and 36p 10/100/1000 |  | --- | 0 | 7296.35 | 1 | 7296.35 | 0 | 7296.35
WS-X4748-12X48U+E |  | Catalyst 4500E 48-Port UPOE w/ 12p mGig and 36p 10/100/1000 |  | --- | 0 | 7296.35 | 1 | 7296.35 | 0 | 7296.35 | Added
PWR-C45-6000ACV |  | Catalyst 4500 6000W AC dual input Power Supply (Data + PoE) |  | --- | 0 | 2916.35 | 1 | 2916.35 | 0 | 2916.35
CAB-AC-2800W-TWLK |  | U.S. Power Cord, Twist Lock, NEMA 6-20 Plug |  | --- | 0 | 0 | 4 | 0 | 0 | 0
PWR-C45-6000ACV/2 |  | Catalyst 4500 6000W AC dual input Power Supply (Data + PoE) |  | --- | 0 | 2916.35 | 1 | 2916.35 | 0 | 2916.35
C1FBUCAT4500S= |  | Cisco ONE Upg-to Foundation Perpetual Cat4500 Bundles Std |  | --- | 0 | 100 | 1 | 100 | 0 | 100
CON-ECMU-C1FBC45S |  | SWSS UPGRADES C1 FND Perpetual Cat4500 Bndl Std |  | 36 | N/A | 1631 | 1 | 1631 | 0 | 1631
C1-ISE-BASE-CAT4K |  | Cisco ONE Identity Services Engine 150 EndPoint Base Lic |  | --- | 0 | 0 | 1 | 0 | 0 | 0
C1-R-C4500E-IPBLIC |  | Cisco ONE IP Base (reference, no lic) |  | --- | 0 | 0 | 1 | 0 | 0 | 0
C1-EGW-150-K9 |  | Cisco ONE Energy Mgmt Perpetual Lic - 150 DO End Points |  | --- | 0 | 0 | 1 | 0 | 0 | 0
C1-PI-LFAS-4K6K-K9 |  | Cisco ONE PI Device License for LF & AS for Cat 4k, 6k |  | --- | 0 | 0 | 1 | 0 | 0 | 0
C1F1UAIRK9= |  | Cisco ONE Mid-cycle Refresh-Disc Fndn Per-Wireless AP |  | --- | 0 | 100 | 10 | 100 | 0 | 1000
CON-ECMU-C1FPAIR |  | SWSS UPGRADES C1 Foundation Perpetual - Wireless |  | 36 | N/A | 53 | 10 | 53 | 0 | 530
C1-MSE-PAK |  | Cisco ONE MSE License PAK |  | --- | 0 | 0 | 10 | 0 | 0 | 0
C1-MSE-LS-1 |  | Cisco ONE Mobility Services Engine Base Location 1AP license |  | --- | 0 | 0 | 10 | 0 | 0 | 0
C1-ISE-BASE-AP |  | Cisco ONE Identity Services Engine 25 EndPoint Base Lic |  | --- | 0 | 0 | 10 | 0 | 0 | 0
C1-PI-LFAS-AP-K9 |  | Cisco ONE PI Device License for LF & AS for WLAN |  | --- | 0 | 0 | 10 | 0 | 0 | 0
C1-R-WLC-1 |  | Cisco ONE Wireless LAN Controller (Reference, No License) |  | --- | 0 | 0 | 10 | 0 | 0 | 0
SFP-H10GB-CU1M= |  | 10GBASE-CU SFP+ Cable 1 Meter |  | --- | 6 | 100 | 2 | 100 | 0 | 200
SFP-H10GB-CU3M= |  | 10GBASE-CU SFP+ Cable 3 Meter |  | --- | 2 | 100 | 2 | 100 | 0 | 200
Variphy Licensing | [12 empty] | 354.2 | 292.6
INST-CDR-1 |  | Variphy Insight CDR - Call History, Call Accounting, etc |  | IDF | 0 | 7.7 | 46 | 7.7 | 0 | 354.2
INST-CDR-1 |  | Variphy Insight CDR - Call History, Call Accounting, etc |  | MDF | 0 | 7.7 | 38 | 7.7 | 0 | 292.6
APC Uninterruptable Power Supplies
| A110 MDF 4507-1 | [11 empty] | 4118.95
SUA5000RMT5U | APC Smart-UPS 5000VA 208V Rackmount/Tower | APC Smart-UPS 5000VA 208V Rackmount/Tower | 1 |  |  | 3150 | 1 | 3150 | 0 | 3150
AP9626 | APC Step-Down Transformer RM 2U 208V IN 120V OUT | APC Step-Down Transformer RM 2U 208V IN 120V OUT | 1 |  |  | 599 | 1 | 599 | 0 | 599
AP9570 | Rack PDU Basic 1U 30A 208V Four C19s APC Basic Rack PDU input: 208V | Rack PDU Basic 1U 30A 208V Four C19s APC Basic Rack PDU input: 208V | 1 |  |  | 249.99 | 1 | 249.99 | 0 | 249.99
AP9877 | APC Power Cord C19 to C20 | APC Power Cord C19 to C20 | 4 |  |  | 29.99 | 4 | 29.99 | 0 | 119.96
| A110 MDF 4507-2 | [11 empty] | 4118.95
SUA5000RMT5U | APC Smart-UPS 5000VA 208V Rackmount/Tower | APC Smart-UPS 5000VA 208V Rackmount/Tower | 1 |  |  | 3150 | 1 | 3150 | 0 | 3150
AP9626 | APC Step-Down Transformer RM 2U 208V IN 120V OUT | APC Step-Down Transformer RM 2U 208V IN 120V OUT | 1 |  |  | 599 | 1 | 599 | 0 | 599
AP9570 | Rack PDU Basic 1U 30A 208V Four C19s APC Basic Rack PDU input: 208V | Rack PDU Basic 1U 30A 208V Four C19s APC Basic Rack PDU input: 208V | 1 |  |  | 249.99 | 1 | 249.99 | 0 | 249.99
AP9877 | APC Power Cord C19 to C20 | APC Power Cord C19 to C20 | 4 |  |  | 29.99 | 4 | 29.99 | 0 | 119.96
| A211 IDF 4510-1 | [12 empty] | 7638.9
SUA5000RMT5U | APC Smart-UPS 5000VA 208V Rackmount/Tower | APC Smart-UPS 5000VA 208V Rackmount/Tower | 1 |  |  | 3150 | 2 | 3150 | 0 | 6300
AP9626 | APC Step-Down Transformer RM 2U 208V IN 120V OUT | APC Step-Down Transformer RM 2U 208V IN 120V OUT | 1 |  |  | 599 | 1 | 599 | 0 | 599
AP9570 | Rack PDU Basic 1U 30A 208V Four C19s APC Basic Rack PDU input: 208V | Rack PDU Basic 1U 30A 208V Four C19s APC Basic Rack PDU input: 208V | 1 |  |  | 249.99 | 2 | 249.99 | 0 | 499.98
AP9877 | APC Power Cord C19 to C20 | APC Power Cord C19 to C20 | 4 |  |  | 29.99 | 8 | 29.99 | 0 | 239.92
| A211 IDF 4510-2 | [12 empty] | 7638.9
SUA5000RMT5U | APC Smart-UPS 5000VA 208V Rackmount/Tower | APC Smart-UPS 5000VA 208V Rackmount/Tower | 1 |  |  | 3150 | 2 | 3150 | 0 | 6300
AP9626 | APC Step-Down Transformer RM 2U 208V IN 120V OUT | APC Step-Down Transformer RM 2U 208V IN 120V OUT | 1 |  |  | 599 | 1 | 599 | 0 | 599
AP9570 | Rack PDU Basic 1U 30A 208V Four C19s APC Basic Rack PDU input: 208V | Rack PDU Basic 1U 30A 208V Four C19s APC Basic Rack PDU input: 208V | 1 |  |  | 249.99 | 2 | 249.99 | 0 | 499.98
AP9877 | APC Power Cord C19 to C20 | APC Power Cord C19 to C20 | 4 |  |  | 29.99 | 8 | 29.99 | 0 | 239.92
0
[8 empty] | GRAND TOTAL |  | 744832.35

## (CE) South-Cable
[6 empty] | MDF A110 - 1st Floor | IDF A211 - 2nd Floor | Central Plant | WLG VSS Combo |  | Total
Parts No. | Description | Length | Unit | TOTAL QTY | Price | QTY | QTY | QTY | QTY | QTY | Extended Price
| MISCELLANEOUS |  |  |  |  | 0 | 0 | 0 | 0 | 0
HLT3I-X0 | Panduit Tak-Ty Hook and loop cable ties, 12" length, HLT3I-X0, roll of 10 | 12" | Roll | 20 |  | 6 | 6 |  | 8 |  | 0
S100X150VAC | Panduit P1 Self-Laminating Label Cassettes for PanTher LS8E hand-held printer. 200 labels per package. | n/a | Cassette | 21 |  | 6 | 7 |  | 8 |  | 0
NWSLC-3Y | Panduit Orange cable identification sleeve for 3mm Simplex cable, 1" Length, Pack of 100 | n/a | Bag | 0 | [6 empty] | 0
| CABLES |  |  |  |  | 0 | 0 | 0 | 0 | 0
CPCSSX2-0ZF005 | Commscope, Systimax solution, CAT6A, RJ45, Straight patch cable, No boot, Blue Color | 5 ft | Each | 0 |  | 0 | 0 |  | 0 |  | 0
CPCSSX2-0ZF007 | Commscope, Systimax solution, CAT6A, RJ45, Straight patch cable, No boot, Blue Color | 7 ft | Each | 312 |  | 108 | 132 |  | 72 |  | 0
CPCSSX2-0ZF010 | Commscope, Systimax solution, CAT6A, RJ45, Straight patch cable, No boot, Blue Color | 10 ft | Each | 382 |  | 128 | 162 |  | 92 |  | 0
CPCSSX2-0ZF015 | Commscope, Systimax solution, CAT6A, RJ45, Straight patch cable, No boot, Blue Color | 15 ft | Each | 0 | [6 empty] | 0
CPCSSX2-0ZF020 | Commscope, Systimax solution, CAT6A, RJ45, Straight patch cable, No boot, Blue Color | 20 ft | Each | 0 | [6 empty] | 0
CPCSSX2-0ZF025 | Commscope, Systimax solution, CAT6A, RJ45, Straight patch cable, No boot, Blue Color | 25 ft | Each | 0 | [6 empty] | 0
CPCSSX2-0ZF030 | Commscope, Systimax solution, CAT6A, RJ45, Straight patch cable, No boot, Blue Color | 30 ft | Each | 0 | [6 empty] | 0
CPCSSX2-0ZF035 | Commscope, Systimax solution, CAT6A, RJ45, Straight patch cable, No boot, Blue Color | 35 ft | Each | 0 | [6 empty] | 0
CPC3312-03F005 | Commscope, Systimax solution, CAT6, RJ45, Straight patch cable, No boot, Gray Color | 5 ft | Each | 636 |  | 216 | 252 | 24 | 144 |  | 0
CPC3312-03F007 | Commscope, Systimax solution, CAT6, RJ45, Straight patch cable, No boot, Gray Color | 7 ft | Each | 324 |  | 108 | 144 |  | 72 |  | 0
CPC3312-03F010 | Commscope, Systimax solution, CAT6, RJ45, Straight patch cable, No boot, Gray Color | 10 ft | Each | 0 |  | 0 | 0 | 0 | 0 |  | 0 | Will use current HCC inventory for (960) 10' Cables
CPC3312-03F015 | Commscope, Systimax solution, CAT6, RJ45, Straight patch cable, No boot, Gray Color | 15 ft | Each | 80 |  | 30 | 30 |  | 20 |  | 0
CPC3312-03F025 | Commscope, Systimax solution, CAT6, RJ45, Straight patch cable, No boot, Gray Color | 25 ft | Each | 80 |  | 30 | 30 |  | 20 |  | 0
CPC3312-03F030 | Commscope, Systimax solution, CAT6, RJ45, Straight patch cable, No boot, Gray Color | 30 ft | Each | 80 |  | 30 | 30 |  | 20 |  | 0
CPC3312-03F035 | Commscope, Systimax solution, CAT6, RJ45, Straight patch cable, No boot, Gray Color | 35 ft | Each | 80 |  | 30 | 30 |  | 20 |  | 0
CPC3312-03F050 | Commscope, Systimax solution, CAT6, RJ45, Straight patch cable, No boot, Gray Color | 50 ft | Each | 0 | [6 empty] | 0
| LC - SC |  |  |  |  | 0 | 0 | 0 | 0 | 0
FEXLCSC42-MXF010 | Commscope, Systimax solution, LC - SC , 10Gb Duplex Multimode 50/125 OM4 fiber cable, Aqua color | 10 ft | Each | 44 |  | 16 | 12 | 4 | 12 |  | 0
FEXLCSC42-MXF015 | Commscope, Systimax solution, LC - SC , 10Gb Duplex Multimode 50/125 OM4 fiber cable, Aqua color | 15 ft | Each | 0 | [6 empty] | 0
FEXLCSC42-MXF020 | Commscope, Systimax solution, LC - SC , 10Gb Duplex Multimode 50/125 OM4 fiber cable, Aqua color | 20 ft | Each | 0 | [6 empty] | 0
FEXLCSC42-MXF025 | Commscope, Systimax solution, LC - SC , 10Gb Duplex Multimode 50/125 OM4 fiber cable, Aqua color | 25 ft | Each | 0 | [6 empty] | 0
FEXLCSC42-MXF030 | Commscope, Systimax solution, LC - SC , 10Gb Duplex Multimode 50/125 OM4 fiber cable, Aqua color | 30 ft | Each | 0 | [6 empty] | 0
FEXLCSC42-MXF035 | Commscope, Systimax solution, LC - SC , 10Gb Duplex Multimode 50/125 OM4 fiber cable, Aqua color | 35 ft | Each | 0 | [6 empty] | 0
FEXLCSC42-MXF040 | Commscope, Systimax solution, LC - SC , 10Gb Duplex Multimode 50/125 OM4 fiber cable, Aqua color | 40 ft | Each | 0 | [6 empty] | 0
FEXLCSC42-MXF045 | Commscope, Systimax solution, LC - SC , 10Gb Duplex Multimode 50/125 OM4 fiber cable, Aqua color | 45 ft | Each | 0 | [6 empty] | 0
FEXLCSC42-MXF050 | Commscope, Systimax solution, LC - SC , 10Gb Duplex Multimode 50/125 OM4 fiber cable, Aqua color | 50 ft | Each | 0 | [6 empty] | 0
| LC - LC |  |  |  |  | 0 | 0 | 0 | 0 | 0
FEXLCLC42-MXF010 | Commscope, Systimax solution, LC - LC , 10Gb Duplex Multimode 50/125 OM4 fiber cable, Aqua color | 10 ft | Each | 8 |  | 4 |  |  | 4 |  | 0
FEXLCLC42-MXF015 | Commscope, Systimax solution, LC - LC , 10Gb Duplex Multimode 50/125 OM4 fiber cable, Aqua color | 15 ft | Each | 0 | [6 empty] | 0
FEXLCLC42-MXF020 | Commscope, Systimax solution, LC - LC , 10Gb Duplex Multimode 50/125 OM4 fiber cable, Aqua color | 20 ft | Each | 0 | [6 empty] | 0
FEXLCLC42-MXF025 | Commscope, Systimax solution, LC - LC , 10Gb Duplex Multimode 50/125 OM4 fiber cable, Aqua color | 25 ft | Each | 0 | [6 empty] | 0
FEXLCLC42-MXF030 | Commscope, Systimax solution, LC - LC , 10Gb Duplex Multimode 50/125 OM4 fiber cable, Aqua color | 30 ft | Each | 0 | [6 empty] | 0
FEXLCLC42-MXF035 | Commscope, Systimax solution, LC - LC , 10Gb Duplex Multimode 50/125 OM4 fiber cable, Aqua color | 35 ft | Each | 0 | [6 empty] | 0
FEXLCLC42-MXF040 | Commscope, Systimax solution, LC - LC , 10Gb Duplex Multimode 50/125 OM4 fiber cable, Aqua color | 40 ft | Each | 0 | [6 empty] | 0
FEXLCLC42-MXF045 | Commscope, Systimax solution, LC - LC , 10Gb Duplex Multimode 50/125 OM4 fiber cable, Aqua color | 45 ft | Each | 0 | [6 empty] | 0
FEXLCLC42-MXF050 | Commscope, Systimax solution, LC - LC , 10Gb Duplex Multimode 50/125 OM4 fiber cable, Aqua color | 50 ft | Each | 0 | [6 empty] | 0
| SC - SC |  |  |  |  | 0 | 0 | 0 | 0 | 0
FEXSCSC42-MXF010 | Commscope, Systimax solution, SC - SC , 10Gb Duplex Multimode 50/125 OM4 fiber cable, Aqua color | 10 ft | Each | 0 | [6 empty] | 0
FEXSCSC42-MXF015 | Commscope, Systimax solution, SC - SC , 10Gb Duplex Multimode 50/125 OM4 fiber cable, Aqua color | 15 ft | Each | 0 | [6 empty] | 0
FEXSCSC42-MXF020 | Commscope, Systimax solution, SC - SC , 10Gb Duplex Multimode 50/125 OM4 fiber cable, Aqua color | 20 ft | Each | 0 | [6 empty] | 0
FEXSCSC42-MXF025 | Commscope, Systimax solution, SC - SC , 10Gb Duplex Multimode 50/125 OM4 fiber cable, Aqua color | 25 ft | Each | 0 | [6 empty] | 0
FEXSCSC42-MXF030 | Commscope, Systimax solution, SC - SC , 10Gb Duplex Multimode 50/125 OM4 fiber cable, Aqua color | 30 ft | Each | 0 | [6 empty] | 0
FEXSCSC42-MXF035 | Commscope, Systimax solution, SC - SC , 10Gb Duplex Multimode 50/125 OM4 fiber cable, Aqua color | 35 ft | Each | 0 | [6 empty] | 0
FEXSCSC42-MXF040 | Commscope, Systimax solution, SC - SC , 10Gb Duplex Multimode 50/125 OM4 fiber cable, Aqua color | 40 ft | Each | 0 | [6 empty] | 0
FEXSCSC42-MXF045 | Commscope, Systimax solution, SC - SC , 10Gb Duplex Multimode 50/125 OM4 fiber cable, Aqua color | 45 ft | Each | 0 | [6 empty] | 0
FEXSCSC42-MXF050 | Commscope, Systimax solution, SC - SC , 10Gb Duplex Multimode 50/125 OM4 fiber cable, Aqua color | 50 ft | Each | 0 | [6 empty] | 0
| LC - SC |  |  |  |  | 0 | 0 | 0 | 0 | 0
FEWLCSC42-JXF010 | Commscope, Systimax solution, LC - SC , TERASPEED Singlemode 8.3/125 SM fiber cable, Yellow color | 10 ft | Each | 16 |  | 8 |  |  | 8 |  | 0
FEWLCSC42-JXF015 | Commscope, Systimax solution, LC - SC , TERASPEED Singlemode 8.3/125 SM fiber cable, Yellow color | 15 ft | Each | 0 | [6 empty] | 0
FEWLCSC42-JXF020 | Commscope, Systimax solution, LC - SC , TERASPEED Singlemode 8.3/125 SM fiber cable, Yellow color | 20 ft | Each | 0 | [6 empty] | 0
FEWLCSC42-JXF025 | Commscope, Systimax solution, LC - SC , TERASPEED Singlemode 8.3/125 SM fiber cable, Yellow color | 25 ft | Each | 0 | [6 empty] | 0
FEWLCSC42-JXF030 | Commscope, Systimax solution, LC - SC , TERASPEED Singlemode 8.3/125 SM fiber cable, Yellow color | 30 ft | Each | 0 | [6 empty] | 0
FEWLCSC42-JXF035 | Commscope, Systimax solution, LC - SC , TERASPEED Singlemode 8.3/125 SM fiber cable, Yellow color | 35 ft | Each | 0 | [6 empty] | 0
FEWLCSC42-JXF040 | Commscope, Systimax solution, LC - SC , TERASPEED Singlemode 8.3/125 SM fiber cable, Yellow color | 40 ft | Each | 0 | [6 empty] | 0
FEWLCSC42-JXF045 | Commscope, Systimax solution, LC - SC , TERASPEED Singlemode 8.3/125 SM fiber cable, Yellow color | 45 ft | Each | 0 | [6 empty] | 0
FEWLCSC42-JXF050 | Commscope, Systimax solution, LC - SC , TERASPEED Singlemode 8.3/125 SM fiber cable, Yellow color | 50 ft | Each | 0 | [6 empty] | 0
| ANALOG |  |  |  |  | 0 | 0 | 0 | 0 | 0
N154-050-C3 | TRIPPLITE - Cat3 25-Pair Telco Cable (RJ21 M to Open End), 50-ft. | 50 ft | Each | 0 | [6 empty] | 0
N154-100-C3 | TRIPPLITE - Cat3 25-Pair Telco Cable (RJ21 M to Open End), 100-ft. | 100 ft | Each | 0 | [6 empty] | 0
P110KB1005Y | Panduit PAN-PUNCH 110 - punch-down block | n/a | Each | 0 | [6 empty] | 0
25-3-PX-50-GY | 25PAIR TELCO M-BL 50FT | 50 ft | Each | 0 | [6 empty] | 0
S700A110-B1-50 | Siemon's 50-pair pre-wired S110 block with legs | n/a | Each | 1 |  | 1 |  |  |  |  | 0
ELN25T-0025-MM | Blackbox CAT3 Telco Connector Cable (UTP), PVC (25-3-PP-25-GY) | 25 ft | Each | 0 | [6 empty] | 0
ELN25TP-0025-MM | Blackbox CAT3 Telco Connector Cable (UTP), PLENUM (25PP25PL3) | 25 ft | Each | 0 | [6 empty] | 0
ELN25T-0050-MM | Blackbox CAT3 Telco Connector Cable (UTP), PVC (25-3-PP-50-GY) | 50 ft | Each | 1 |  | 1 |  |  |  |  | 0
ELN25TP-0050-MM | Blackbox CAT3 Telco Connector Cable (UTP), PLENUM (25PP50PL3) | 50 ft | Each | 0 | [6 empty] | 0
S110P1-P1-15 | Siemon cable, 1 Pair Double Ended 110 Patchcord, 110 TO 110 | 15 ft | Each | 0 | [6 empty] | 0
S110P1-U1-15 | Siemon cable, 1 Pair Double Ended 110 Patchcord, 110 TO RJ11 | 15 ft | Each | 24 |  | 24 |  |  |  |  | 0
S110P1-U4-15 | Siemon cable, 1 Pair Double Ended 110 Patchcord, 110 TO RJ45 | 15 ft | Each | 0 | [6 empty] | 0
02970 | Cables2Go, RJ11 Modular Telephone Cable, RJ11 to RJ11, 7ft | 7ft | Each | 0 | [6 empty] | 0
09590 | Cables2Go, RJ11 Modular Telephone Cable, RJ11 to RJ11, 14ft | 14ft | Each | 0 |  | 24 |  |  |  |  | 0
EYN7001BL-1000 | Blackbox Cross-Connect Wire, 1 Pair, White/Blue w Blue - 1000ft | 1000 ft | Each | 4 |  | 1 | 1 | 1 | 1 |  | 0
[9 empty] | GRAND TOTAL |  | 0